## Report
REPORT
| Links | Comment
| 1 | There is no label for it
| 0 | There is no label for this column
| 0 | There is no label for this column
| 0 | There is no label for this column
| 0 | There is no label for this column
| 0 | There is no label for this column
| 0.86429 | There is no label for it
| 2783.9002 | There is no label for it
| 195.7699 | There is no label for it
| 60.4609 | There is no label for it
| 17 P:M | There is no label for it
| 0 | There is no label for this row
| -0.70021 | There is no label for it
| 0 | There is no label for this row
| -18.5403 | There is no label for it
| -112.4873 | There is no label for it
| 230.9% | There is no label for it
| -1.5536 | There is no label for it
| -103.618 | There is no label for it
| -1.5536 | There is no label for it
| -2.023 | There is no label for it
| -127.672 | There is no label for it
| -2.023 | There is no label for it
| -2.0774 | There is no label for it
| -128.398 | There is no label for it
| -2.0774 | There is no label for it
| 1e-06 | There is no label for it
| 1.6967e-08 | There is no label for it
| 0 | There is formula inconsistency. Please check

## Sales & Losses ip
SALES & LOSSES ip
| Name of the Company | TSNPDCL
| Financial Year | 2022-23
Sales and Input Including the Additional Energy Requirement from LI Schemes
| Sales Incl EHT | 24343.2252
| Input Incl EHT | 22559.5735
-7.906%
-1783.6517
| Sales excl EHT | 19924.5352
| Input excl EHT | 18140.8835 | Update - Check
-9.832%
| Category | Sales / Billed Units (MU) | Contracted Load (MW) | No. of Consumers | 1 HP/W | 746
| LT |  |  |  | Connected Load / Contracted Load (MW) | Connected Load / Contracted Load (MW) - HP Conversion | Connected Load / Contracted Load (HP)
| Domestic:CAT-I | 5031.5774 | 4372.5724 | 4041139 | 4372.5724 | 0 | 0
| Non- domestic / Commercial CAT-II | 1098.389 | 1097.1115 | 505195 | 1097.1115 | 0 | 0
| Industry: CAT-III | 262.729 | 393.1346 | 22735 | 393.1346 | 0 | 0
| Cottage Industry:CAT-IV | 10.7736 | 16.7479 | 6488 | 16.7479 | 0 | 0
| Agriculture :CAT-V | 9133.8834 | 5240.8172 | 1388296 | 0 | 5240.8172 | 7025224.1526
| Street Lighting & PWS: CAT-VI | 399.1623 | 184.0664 | 78651 | 84.7522 | 99.3142 | 133128.9954
| General Purpose :CAT-VII | 67.034 | 56.3645 | 24249 | 56.3645 | 0 | 0
| Temporary: CAT-VIII | 9.3944 | 8.2751 | 1909 | 8.2751 | 0 | 0
| EVs | 15.0785 | 2.005 | 53 | 2.005 |  | 0
| CPWS (Carved out of LT -VI CPWS sales & LT: III Industry Category) | 0 | 0 | 0 | 0 |  | 0
| Others 2 | 0 | 0 | 0 | 0 | 0 | 0
| TOTAL | 16028.0217 | 11371.0947 | 6068715 | 6030.9633 | 5340.1314 | 7158353.1481
High Tension Categories 11KV
| HT-I: Industry General | 1505.2828 | 506.3855 | 2511 | 506.3855 | 0 | 0
| HT I B: Ferro Alloys | 0 | 0 | 0 | 0 | 0 | 0
| HT II: Others | 214.2256 | 103.4586 | 637 | 103.4586 | 0 | 0
| HTIII : Airports, Bus Stations, Railway Stations | 8.4447 | 2.655 | 20 | 2.655 | 0 | 0
| HT-IV: Irrigation, Agriculture & CPWS | 195.1704 | 104.3291 | 325 | 104.3291 | 0 | 0
| HT-VI: TownShips & Residential Colonies | 9.3872 | 5.025 | 18 | 5.025 | 0 | 0
| HT-Temporary | 31.6661 | 16.594 | 51 | 16.594 | 0 | 0
| HT-RESCOS | 1123.5578 | 532.7052 | 1 | 532.7052 | 0 | 0
| HT-Spare (EVs) | 0 | 0 | 0 | 0 | 0 | 0
| CPWS (Carved out of HT -IV(B) CPWS sales & HT: I (A) Industry Category) | 0 | 0 | 0 | 0 | 0 | 0
HT-Others 2
| Total HT 11-KV | 3087.7346 | 1271.1524 | 3563 | 1271.1524 | 0 | 0
High Tension Categories 33KV
| HT-I: Industrial Segregated | 384.2238 | 68.246 | 46 | 68.246 | 0 | 0
| HT I B: Ferro Alloys | 0.039422 | 1.17 | 2 | 1.17 | 0 | 0
| HT II Others | 4.6035 | 6.7527 | 18 | 6.7527 | 0 | 0
| HTIII : Airports, Bus Stations, Railway Stations | 0 | 0 | 0 | 0 | 0 | 0
| HT-IV: Irrigation, Agriculture & CPWS | 388.8321 | 131.96 | 50 | 131.96 | 0 | 0
| HT-VI: TownShips & Residential Colonies | 28.9161 | 17.17 | 9 | 17.17 | 0 | 0
| HT-Temporary | 2.164 | 8.47 | 9 | 8.47 | 0 | 0
| CPWS (Carved out of HT -IV(B) CPWS sales & HT: I (A) Industry Category) | 0 | 0 | 0 | 0 | 0 | 0
| HT-Others 2 |  | 0 |  |  | 0
| Total HT 33-KV | 808.7789 | 233.7687 | 134 | 233.7687 | 0 | 0
High Tension Categories 132KV
| HT-I: Industrial Segregated | 742.8532 | 200.82 | 16 | 200.82 | 0 | 0
| HT I B: Ferro Alloys | 0 | 0 | 0 | 0 | 0 | 0
| HT II Others | 5.9828 | 17.85 | 7 | 17.85 | 0 | 0
| HTIII : Airports, Bus Stations, Railway Stations | 0 | 0 | 0 | 0 | 0 | 0
| HT-IV: Irrigation, Agriculture & CPWS | 2916.0528 | 2410.433 | 30 | 2410.433 | 0 | 0
| HT-V: Railway Traction | 641 | 166.8 | 12 | 166.8 | 0 | 0
| HT V(B)- HMR | 0 | 0 | 0 | 0 | 0 | 0
| HT VI: Townships & Residential Colonies | 111.8248 | 30 | 2 | 30 | 0 | 0
| HT-VII: Spare (Temporary) | 0.97636 | 0.5 | 1 | 0.5 | 0 | 0
| CPWS (Carved out of HT -IV(B) CPWS sales & HT: I (A) Industry Category) | 0 | 0 | 0 | 0 | 0 | 0
| Total HT 132-KV | 4418.69 | 2826.403 | 68 | 2826.403 | 0 | 0
| Total HT | 8315.2035 | 4331.3241 | 3765 | 4331.3241 | 0 | 0
| Grand Total | 24343.2252 | 15702.4188 | 6072480 | 10362.2874 | 5340.1314 | 7158353.1481
| Discom Input(Incl EHT) | 22559.5735 | -1783.6517
| Discom Input(Excl EHT) | 18140.8835
| Discom Losses (incl EHT) | -7.906%
| Discom Losses (Excl EHT) | -9.832%
-1783.6517
-7.906%
Note on B26: GDC: Added EVS in the Label to match it with ARR model category
Note on B62: GDC: changed from others to township
Note on C13: GDC: Please update the value
Note on C28: GDC: Assumed as "0"
Note on C60: GDC: Summation is considered
Note on C61: GDC: Summation is considered
Note on C67: GDC:
Note on D28: GDC: Assumed as "0"
Note on E28: GDC: Assumed as "0"
Note on F28: GDC: Assumed as "0"
Note on G28: GDC: Assumed as "0"
Note on H28: GDC: Assumed as "0"

## Assumptions
PEAK DAY SALES ADJUSTMENT FACTOR
| With peak day sales adjustment factor " 1" | 2
| Category | Peak Day Sales Adjustment Factor (%) | Peak day sales adjustment factor (%)
Low Tension
| Domestic | 0% | 16% | 0%
| Commercial | 0% | 20% | 0%
| Industry | 0% | 25% | 0%
| Cottage Industry | 0% |  | 0%
| Agriculture | 0% | 57% | 0%
| Street Lighting & PWS | 0% |  | 0%
| Others | 0% | 2% | 0%
| Spare | 0% |  | 0%
| CPWS (Carved out of LT -VI CPWS sales & LT: III Industry Category) | 0% |  | 0%
| Others 2 | 0% |  | 0%
High Tension (11kV)
| Industry | 0% | 15% | 0%
| Ferro Alloys | 0% |  | 0%
| Others | 0% | 6% | 0%
| Railway Stations, Bus Stations & Airports | 0% |  | 0%
| Irrigation, Agriculture & CPWS | 0% |  | 0%
| Townships & Residential Colonies | 0% |  | 0%
| Spare | 0% | 31% | 0%
| RESCOS | 0% |  | 0%
| CPWS (Carved out of HT -IV(B) CPWS sales & HT: I (A) Industry Category) | 0% |  | 0%
| HT-Others 2 | 0% |  | 0%
High Tension (33kV)
| Industry | 0% | 15% | 0%
| Ferro Alloys | 0% |  | 0%
| Others | 0% | 6% | 0%
| Railway Stations, Bus Stations & Airports | 0% |  | 0%
| Irrigation, Agriculture & CPWS | 0% |  | 0%
| Townships & Residential Colonies | 0% |  | 0%
| Spare | 0% |  | 0%
| CPWS (Carved out of HT -IV(B) CPWS sales & HT: I (A) Industry Category) | 0% |  | 0%
| HT-Others 2 | 0% |  | 0%
Extra High Tension
| Industry | 0% | 15% | 0%
| Ferro Alloys | 0% |  | 0%
| Others | 0% | 6% | 0%
| Railway Stations, Bus Stations & Airports | 0% |  | 0%
| Irrigation, Agriculture & CPWS | 0% |  | 0%
| Traction | 0% | 20% | 0%
| HMR (HT VB) | 0% |  | 0%
| Townships & Residential Colonies | 0% |  | 0%
| Spare (Temporary) | 0% |  | 0%
| CPWS (Carved out of HT -IV(B) CPWS sales & HT: I (A) Industry Category) | 0% |  | 0%
LOSS SEGREGATION
| Loss Segregation (%) |  |  |  | Technical Losses Coefficient |  | 35%
| Voltage Level | Technical Loss | Commercial Loss |  | Total Sales (MU)--Excluding EHT Sales |  | 19924.5352
| 33KV | 100% | 0% |  | Energy To be Purchased at 33kV & below (MU) |  | 18140.8835
| 11KV | 95% | 5% |  | Energy To be Purchased--Inclu: EHT Sales (MU) |  | 22559.5735
| LT | 65% | 35% |  | Estimated daily consumption on Peak Day (MU) |  | 60.0332
System Losses Referred to Energy input at 33kV & below (%)
| Description | Low Tension | High Tension (11kV) | High Tension (33kV) | Total
| Technical | 2.589% | 3.371% | 3.462% | 9.422%
| Commercial | 1.394% | 0.1774% | 0% | 1.572%
| Total Losses | 3.983% | 3.549% | 3.462% | 10.99%
System Losses Referred to Energy input at 33kV & below (MU)
| Description | Low Tension | High Tension (11kV) | High Tension (33kV) | Total
| Technical | -420.0497 | -546.9649 | -561.6689 | -1528.6834
| Commercial | -226.1806 | -28.7876 | 0 | -254.9682
| Total Losses | -646.2302 | -575.7525 | -561.6689 | -1783.6517
SALES AND LOSSES DATA
| Category | Annual Sales (MU) | Allocation of Commercial Losses among Categories (%) | Commercial losses | Technical Losses | TOTAL LOSSES | ENERGY REQUIREMENT (EXCL EHT LOSSES)
| Low Tension | 16028.0217 | 88.71% | -226.1806 | -420.0497 | -646.2302 | 15381.7915
| Domestic | 5031.5774 | 27.85% | -71.0035 | -131.8636 | -202.8671 | 4828.7103
| Commercial | 1098.389 | 6.079% | -15.5 | -28.7857 | -44.2857 | 1054.1033
| Industry | 262.729 | 1.454% | -3.7075 | -6.8854 | -10.5929 | 252.1361
| Cottage Industry | 10.7736 | 0.05963% | -0.15203 | -0.28235 | -0.43438 | 10.3392
| Agriculture | 9133.8834 | 50.55% | -128.8935 | -239.3736 | -368.267 | 8765.6164
| Street Lighting & PWS | 399.1623 | 2.209% | -5.6328 | -10.4609 | -16.0937 | 383.0686
| Others( General Purpose & Temporary) | 76.4285 | 0.423% | -1.0785 | -2.003 | -3.0815 | 73.347
| Spare (Evs) | 15.0785 | 0.08345% | -0.21278 | -0.39517 | -0.60795 | 14.4706
| CPWS (Carved out of LT -VI CPWS sales & LT: III Industry Category) | 0 | 0% | 0 | 0 | 0 | 0
| Others | 0 | 0% | 0 | 0 | 0 | 0
| High Tension (11kV) | 3087.7346 | 11.29% | -28.7876 | -546.9649 | -575.7525 | 2511.9821
| Industry | 1505.2828 | 5.504% | -14.0341 | -266.6475 | -280.6816 | 1224.6012
| Ferro Alloys | 0 | 0% | 0 | 0 | 0 | 0
| Others | 214.2256 | 0.7833% | -1.9973 | -37.9482 | -39.9454 | 174.2801
| Railway Stations, Bus Stations & Airports | 8.4447 | 0.03088% | -0.078731 | -1.4959 | -1.5746 | 6.87
| Irrigation, Agriculture & CPWS | 195.1704 | 0.7137% | -1.8196 | -34.5727 | -36.3923 | 158.7781
| Townships & Residential Colonies | 9.3872 | 0.03433% | -0.087519 | -1.6629 | -1.7504 | 7.6368
| Spare (Temporary) | 31.6661 | 0.1158% | -0.29523 | -5.6094 | -5.9046 | 25.7615
| RESCOS | 1123.5578 | 4.108% | -10.4752 | -199.0283 | -209.5035 | 914.0543
| CPWS (Carved out of HT -IV(B) CPWS sales & HT: I (A) Industry Category) | 0 | 0% | 0 | 0 | 0 | 0
| Others | 0 | 0% | 0 | 0 | 0 | 0
| High Tension (33kV) | 808.7789 | 0% | 0 | -561.6689 | -561.6689 | 247.11
| Industry | 384.2238 | 0% | 0 | -266.8301 | -266.8301 | 117.3937
| Ferro Alloys | 0.039422 | 0% | 0 | -0.027377 | -0.027377 | 0.012045
| Others | 4.6035 | 0% | 0 | -3.1969 | -3.1969 | 1.4065
| Railway Stations, Bus Stations & Airports | 0 | 0% | 0 | 0 | 0 | 0
| Irrigation, Agriculture & CPWS | 388.8321 | 0% | 0 | -270.0304 | -270.0304 | 118.8017
| Townships & Residential Colonies | 28.9161 | 0% | 0 | -20.0812 | -20.0812 | 8.8349
| Spare (Temporary) | 2.164 | 0% | 0 | -1.5028 | -1.5028 | 0.66117
| CPWS (Carved out of HT -IV(B) CPWS sales & HT: I (A) Industry Category) | 0 | 0% | 0 | 0 | 0 | 0
| Others | 0 | 0% | 0 | 0 | 0 | 0
| Extra High Tension | 4418.69 | 0% | 0 | 0 | 0 | 4418.69
| Industry | 742.8532 | 0% | 0 |  | 0 | 742.8532
| Ferro Alloys | 0 | 0% | 0 |  | 0 | 0
| Others | 5.9828 | 0% | 0 |  | 0 | 5.9828
| Railway Stations, Bus Stations & Airports | 0 | 0% | 0 |  | 0 | 0
| Irrigation, Agriculture & CPWS | 2916.0528 | 0% | 0 |  | 0 | 2916.0528
| Traction | 641 | 0% | 0 |  | 0 | 641
| HMR (HT VB) | 0 | 0% | 0 |  | 0 | 0
| Townships & Residential Colonies | 111.8248 | 0% | 0 |  | 0 | 111.8248
| Spare (Temporary) | 0.97636 | 0% | 0 |  | 0 | 0.97636
| CPWS (Carved out of HT -IV(B) CPWS sales & HT: I (A) Industry Category) | 0 | 0% | 0 |  | 0 | 0
| Total Sales (MU) | 24343.2252 | 100% | -254.9682 | -1528.6834 | -1783.6517 | 22559.5735
Note on B47: GDC: Separate category for townships added
Note on B87: GDC: Added as a new category
Note on B88: GDC: Added as a new category
Note on B96: GDC: Added as per Sales & Losses ip sheet category
Note on B98: GDC: Added as a new category
Note on B99: GDC: Added as a new category
Note on B107: GDC: Added as per Sales & Losses ip sheet category
Note on B108: GDC: Added as a new category
Note on B109: GDC: Added as a new category
Note on B118: GDC: Added
Note on B120: GDC: Added as a new category
Note on C56: admin: Input to be entered
Note on C66: admin: Input to be entered LOSSES AT LT VOLTAGE ONLY GDC: Includes 5% of transmission losses
Note on D66: admin: Input to be entered LOSSES AT HT VOLTAGE ONLY GDC: Includes 5% of transmission losses
Note on E66: admin: Input to be entered LOSSES AT HT VOLTAGE ONLY GDC: Includes 5% of transmission losses
Note on H55: admin: Manual entry

## Results
RESULTS
| Distribution Company |  | TSNPDCL
| Company Peak Demand (MW) |  | 2979.6701
|  |  | 1 | [5 empty] | Combined
[9 empty] | Voltage | Combined Category | List of Categories
| Combined Demand Losses Referred to Peak Demand (%) | [9 empty] | General Purpose | LT VII
| Description | LT | HT (11kV) | HT (33kV) | EHT | Total |  |  |  |  | Temporary | LT VIII
| Technical | -3.477% | -4.285% | -4.309% | 3.356e-08% | -12.07%
| Commercial | -1.123% | -0.1205% | 0% | 0% | -1.243% |  |  | HT | Industry | Industry General | HT IA
| Total Losses | -4.6% | -4.405% | -4.309% | 3.356e-08% | -13.31% |  |  |  |  | Ferro Alloys | HT IB
| Combined Demand Losses Referred to Peak Demand (MW) | [8 empty] | Others | Others | HT II
| Description | LT | HT (11kV) | HT (33kV) | EHT | Total |  |  |  |  | Railways, Busstations & Airports | HT III
| Technical | -103.618 | -127.672 | -128.398 | 1e-06 | -359.688 |  |  |  |  | Irrigation, Agriculture & CPWS | HT IV
| Commercial | -33.4597 | -3.5911 | 0 | 0 | -37.0508 |  |  |  |  | Townships and Residential Colonies | HT VI
| Total Losses | -137.0776 | -131.2631 | -128.398 | 1e-06 | -396.7388 |  |  |  |  | Temporary | HT VII
| Customer Class | Percentage of Sales | Percentage of Energy Purchase | Class Load Factor (%) --End Use--Annual | Class Load Factor (%) --End Use--Peak Day | Class Coincidence Factor (%) -- Incl Losses | Class Contribution to the Peak (%) --- Incl Losses
| Low Tension | 65.84% | 71.05% | 77.17% | 77.17% | 100% | 67.78% |  |  |  | HMR | HT VB
| Domestic | 20.67% | 22.3% | 83.29% | 83.29% | 97.71% | 19.71%
| Commercial | 4.512% | 4.869% | 74.54% | 74.54% | 72.2% | 3.649%
| Industry | 1.079% | 1.165% | 87.79% | 87.79% | 85.89% | 0.8545%
| Cottage Industry | 0.04426% | 0.04776% | 62.04% | 59.55% | 45.72% | 0.02622%
| Agriculture | 37.52% | 40.49% | 68.89% | 68.89% | 97.73% | 42.3%
| Street Lighting & PWS | 1.64% | 1.769% | 50.21% | 50.21% | 38.06% | 1.038%
| Others | 0.314% | 0.3388% | 50.21% | 50.21% | 38.06% | 0.1987%
| Spare | 0.06194% | 0.06684% | 55.69% | 16.71% | 3.103% | 0.002945%
| CPWS (Carved out of LT -VI CPWS sales & LT: III Industry Category) | 0% | 0% | 0% | 0% | 0% | 0%
| Others 2 | 0% | 0% | 0% | 0% | #DIV/0! | 0%
| High Tension (11kV) | 12.68% | 13.69% | 97.24% | 90.16% | 97.28% | 11.83%
| Industry | 6.184% | 6.672% | 93.24% | 93.24% | 88.99% | 5.086%
| Ferro Alloys | 0% | 0% | 0% | 98.48% | 0% | 0%
| Others | 0.88% | 0.9496% | 78.84% | 78.84% | 70.44% | 0.6799%
| Railway Stations, Bus Stations & Airports | 0.03469% | 0.03743% | 75.55% | 75.55% | 58.24% | 0.02306%
| Irrigation, Agriculture & CPWS | 0.8017% | 0.8651% | 90.37% | 90.37% | 97.13% | 0.722%
| Townships & Residential Colonies | 0.03856% | 0.04161% | 62.87% | 62.87% | 95.75% | 0.05124%
| Spare (Temporary) | 0.1301% | 0.1404% | 82.92% | 82.92% | 74.66% | 0.101%
| RESCOS | 4.615% | 4.98% | 78.44% | 78.44% | 100% | 5.171%
| CPWS (Carved out of HT -IV(B) CPWS sales & HT: I (A) Industry Category) | 0% | 0% | 0% | 0% | 0% | 0%
| Others 2 | 0% | 0% | 0% | 0% | 0% | 0%
| High Tension (33kV) | 3.322% | 3.585% | 87.44% | 87.44% | 100% | 3.368%
| Industry | 1.578% | 1.703% | 84.2% | 84.2% | 98.78% | 1.643%
| Ferro Alloys | 0.0001619% | 0.0001747% | 97.92% | 97.92% | 97.68% | 0.0001464%
| Others | 0.01891% | 0.02041% | 77.59% | 77.59% | 95.47% | 0.02069%
| Railway Stations, Bus Stations & Airports | 0% | 0% | 0% | 58.67% | 0% | 0%
| Irrigation, Agriculture & CPWS | 1.597% | 1.724% | 91.5% | 91.5% | 100% | 1.548%
| Townships & Residential Colonies | 0.1188% | 0.1282% | 71.7% | 71.7% | 100% | 0.1469%
| Spare (Temporary) | 0.008889% | 0.009592% | 72.41% | 72.41% | 93.36% | 0.0102%
| CPWS (Carved out of HT -IV(B) CPWS sales & HT: I (A) Industry Category) | 0% | 0% | 0% | 0% | 0% | 0%
| Others 2 | 0% | 0% | 0% | 0% | 0% | 0%
| Extra High Tension | 18.15% | 19.59% | 87.53% | 87.53% | 87.96% | 17.01%
| Industry | 3.052% | 3.293% | 77.43% | 77.43% | 66.22% | 2.434%
| Ferro Alloys | 0% | 0% | 0% | 92.21% | 0% | 0%
| Others | 0.02458% | 0.02652% | 97.93% | 97.93% | 98.11% | 0.02296%
| Railway Stations, Bus Stations & Airports | 0% | 0% | 0% | 58.55% | 0% | 0%
| Irrigation, Agriculture & CPWS | 11.98% | 12.93% | 83.9% | 83.9% | 83.46% | 11.11%
| Traction | 2.633% | 2.841% | 80.94% | 80.74% | 99.24% | 3.011%
| HMR (HT VB) | 0% | 0% | 0% | 90.98% | 0% | 0%
| Townships & Residential Colonies | 0.4594% | 0.4957% | 100% | 1% | 100% | 0.4284%
| Spare (Temporary) | 0.004011% | 0.004328% | 100% | 1% | 100% | 0.003741%
| CPWS (Carved out of HT -IV(B) CPWS sales & HT: I (A) Industry Category) | 0% | 0% | 0% | 0% | 0% | 0%
| Total Sales | 100% | 107.9% | 82.49% | 82.49% | 100% | 100%
| Combined Losses |  | -7.906% | 181% | 230.9%
| Technical |  | -6.776% | 185.8% | 245.5%
| Commercial |  | -1.13% | 157% | 157%
| Energy Purchase |  | 100% | 86.43% | 84.55%
Energy Data Input to COS Annual Figures in MU
|  | Sales | Commercial Losses Allocated | Technical Losses Allocated | Total Requirement | Tech Losses (Energy)Peak Day
| Low Tension | 16028.0217 | -226.1806 | -1355.6722 | 14446.1689 | 88.68%
| Domestic | 5031.5774 | -71.0035 | -410.0822 | 4550.4918 | 26.83%
| Commercial | 1098.389 | -15.5 | -89.7817 | 993.1073 | 5.873%
| Industry | 262.729 | -3.7075 | -21.6148 | 237.4067 | 1.414%
| Cottage Industry | 10.7736 | -0.15203 | -0.90333 | 9.7182 | 0.05909%
| Agriculture | 9133.8834 | -128.8935 | -794.9161 | 8210.0739 | 52%
| Street Lighting & PWS | 399.1623 | -5.6328 | -31.2278 | 362.3018 | 2.043%
| Others | 76.4285 | -1.0785 | -5.9792 | 69.3707 | 0.3911%
| Spare | 15.0785 | -0.21278 | -1.1672 | 13.6985 | 0.07635%
| CPWS (Carved out of HT -IV(B) CPWS sales & HT: I (A) Industry Category) | 0 | 0 | 0 | 0 | -0%
| Others 2 | 0 | 0 | 0 | 0 | -0%
| High Tension (11kV) | 3087.7346 | -28.7876 | -148.0755 | 2910.8714 | 9.686%
| Industry | 1505.2828 | -14.0341 | -87.7367 | 1403.512 | 5.739%
| Ferro Alloys | 0 | 0 | 0 | 0 | -0%
| Others | 214.2256 | -1.9973 | -12.327 | 199.9013 | 0.8064%
| Railway Stations, Bus Stations & Airports | 8.4447 | -0.078731 | -0.48056 | 7.8854 | 0.03144%
| Irrigation, Agriculture & CPWS | 195.1704 | -1.8196 | -11.5095 | 181.8412 | 0.7529%
| Townships & Residential Colonies | 9.3872 | -0.087519 | -0.53824 | 8.7615 | 0.03521%
| Spare (Temporary) | 31.6661 | -0.29523 | -1.8333 | 29.5376 | 0.1199%
| RESCOS | 1123.5578 | -10.4752 | -33.6502 | 1079.4325 | 2.201%
| CPWS (Carved out of HT -IV(B) CPWS sales & HT: I (A) Industry Category) | 0 | 0 | 0 | 0 | -0%
| Others 2 | 0 | 0 | 0 | 0 | -0%
| High Tension (33kV) | 808.7789 | 0 | -24.9357 | 783.8432 | 1.631%
| Industry | 384.2238 | 0 | -11.9891 | 372.2347 | 0.7843%
| Ferro Alloys | 0.039422 | 0 | -0.0011917 | 0.038231 | 7.795e-05%
| Others | 4.6035 | 0 | -0.1418 | 4.4617 | 0.009276%
| Railway Stations, Bus Stations & Airports | 0 | 0 | 0 | 0 | -0%
| Irrigation, Agriculture & CPWS | 388.8321 | 0 | -11.8305 | 377.0016 | 0.7739%
| Townships & Residential Colonies | 28.9161 | 0 | -0.90394 | 28.0122 | 0.05913%
| Spare (Temporary) | 2.164 | 0 | -0.069201 | 2.0948 | 0.004527%
| CPWS (Carved out of HT -IV(B) CPWS sales & HT: I (A) Industry Category) | 0 | 0 | 0 | 0 | -0%
| Others 2 | 0 | 0 | 0 | 0 | -0%
| Extra High Tension | 4418.69 | 0 | 8.7184e-07 | 4418.69 | -5.703e-08%
| Industry | 742.8532 | 0 | 1.4333e-07 | 742.8532 | -9.376e-09%
| Ferro Alloys | 0 | 0 | 0 | 0 | -0%
| Others | 5.9828 | 0 | 1.1816e-09 | 5.9828 | -7.73e-11%
| Railway Stations, Bus Stations & Airports | 0 | 0 | 0 | 0 | -0%
| Irrigation, Agriculture & CPWS | 2916.0528 | 0 | 5.7669e-07 | 2916.0528 | -3.772e-08%
| Traction | 641 | 0 | 1.2836e-07 | 641 | -8.397e-09%
| HMR (HT VB) | 0 | 0 | 0 | 0 | -0%
| Townships & Residential Colonies | 111.8248 | 0 | 2.2086e-08 | 111.8248 | -1.4448e-11
| Spare (Temporary) | 0.97636 | 0 | 1.9284e-10 | 0.97636 | -1.261e-11%
| CPWS (Carved out of HT -IV(B) CPWS sales & HT: I (A) Industry Category) | 0 | 0 | 0 | 0 | -0%
| Total for the DISCOM | 24343.2252 | -254.9682 | -1528.6834 | 22559.5735 | 100%
COINCIDENT DEMAND DATA
| Demand Data input COS at the PEAK Hour Figures in MW---Coincident Demand | [8 empty] | 17 P:M
| Category | Sales | Commercial Losses Allocated | Technical Losses Allocated | Total Requirement | Class Load Factor Annual | Class Coincident Factor Peak Hour--ex Losses | Class Coincident Factor Evening Peak Hour--Incl Losses |  | Class Coincident Factor Evening Peak Hour--ex Losses | Coincident Demand evening Peak | Commercial Loss Load | Tech Loss Load | Input
| Low Tension | 2371.0802 | -33.4597 | -317.8651 | 2019.7554 | 77.17% | 100% | 100% |  | 88.24% | 2092.3289 | -29.5261 | -252.7753 | 1810.0275 | 2092.3289
| Domestic | 689.5941 | -9.7313 | -92.4464 | 587.4164 | 83.29% | 100% | 78.48% |  | 79.09% | 545.4063 | -7.6965 | -65.8908 | 471.8189 | 545.4063
| Commercial | 127.6362 | -1.8011 | -17.1108 | 108.7242 | 74.54% | 75.88% | 80.88% |  | 83.7% | 140.796 | -1.9869 | -17.0096 | 121.7995 | 140.796
| Industry | 29.8907 | -0.4218 | -4.0071 | 25.4617 | 87.79% | 87.49% | 98.15% |  | 98.45% | 33.6338 | -0.47463 | -4.0633 | 29.0959 | 33.6338
| Cottage Industry | 0.91704 | -0.012941 | -0.12294 | 0.78116 | 62.04% | 46.26% | 90.32% |  | 89.98% | 1.7837 | -0.025171 | -0.21549 | 1.5431 | 1.7837
| Agriculture | 1479.6865 | -20.8807 | -198.3656 | 1260.4402 | 68.89% | 97.76% | 88.11% |  | 86.78% | 1313.5525 | -18.5363 | -158.691 | 1136.3253 | 1313.5525
| Street Lighting & PWS | 36.3019 | -0.51228 | -4.8666 | 30.923 | 50.21% | 40% | 48.32% |  | 50% | 45.3774 | -0.64035 | -5.4821 | 39.255 | 45.3774
| Others | 6.9508 | -0.098087 | -0.93182 | 5.9209 | 50.21% | 40% | 48.32% |  | 50% | 8.6885 | -0.12261 | -1.0497 | 7.5162 | 8.6885
| Spare | 0.10302 | -0.0014538 | -0.013811 | 0.087755 | 55.69% | 0.033333 | 0.94528 |  | 100% | 3.0906 | -0.043613 | -0.37338 | 2.6736 | 3.0906
| CPWS (Carved out of LT -VI CPWS sales & LT: III Industry Category) | 0 | 0 | 0 | 0 | 0% | 0 | 0 |  | 0% | 0 | 0 | 0 | 0 | 0
| Others 2 | 0 | 0 | 0 | 0 | 0% | 0 | 0 |  | 0% | 0 | 0 | 0 | 0 | 0
| High Tension (11kV) | 385.1794 | -3.5911 | -28.9674 | 352.6209 | 97.24% | 98.52% | 95.56% |  | 96.28% | 238.0519 | -2.2194 | -20.4751 | 215.3574 | 376.4185
| Industry | 169.1999 | -1.5775 | -16.0755 | 151.547 | 93.24% | 91.81% | 97.42% |  | 99.51% | 183.3927 | -1.7098 | -15.7738 | 165.909 | 183.3927
| Ferro Alloys | 0 | 0 | 0 | 0 | 0% | 0% | 0% |  | 0% | 0 | 0 | 0 | 0 | 0
| Others | 22.619 | -0.21088 | -2.149 | 20.2591 | 78.84% | 72.92% | 78.54% |  | 80.49% | 24.9697 | -0.2328 | -2.1477 | 22.5892 | 24.9697
| Railway Stations, Bus Stations & Airports | 0.76724 | -0.0071531 | -0.072894 | 0.68719 | 75.55% | 60.13% | 89.27% |  | 91.25% | 1.1644 | -0.010856 | -0.10015 | 1.0534 | 1.1644
| Irrigation, Agriculture & CPWS | 24.0191 | -0.22394 | -2.282 | 21.5132 | 90.37% | 97.43% | 96.79% |  | 96.11% | 23.695 | -0.22091 | -2.038 | 21.436 | 23.695
| Townships & Residential Colonies | 1.7046 | -0.015892 | -0.16195 | 1.5267 | 62.87% | 100% | 48.09% |  | 49.73% | 0.8476 | -0.0079024 | -0.072903 | 0.7668 | 0.8476
| Spare (Temporary) | 3.3605 | -0.031331 | -0.31928 | 3.0099 | 82.92% | 77.08% | 89.37% |  | 91.35% | 3.9826 | -0.03713 | -0.34255 | 3.6029 | 3.9826
| RESCOS | 163.5091 | -1.5244 | -7.9068 | 154.0779 | 78.44% | 100% | 85.06% |  | 84.62% | 0 | -1.29 | -6.0244 | 131.0521 | 3.9826
| CPWS (Carved out of HT -IV(B) CPWS sales & HT: I (A) Industry Category) | 0 | 0 | 0 | 0 | 0% | 0% | 0% |  | 0% | 0 | 0 | 0 | 0 | 0
| Others 2 | 0 | 0 | 0 | 0 | 0% | 0% | 0% |  | 0% | 0 | 0 | 0 | 0 | 0
| High Tension (33kV) | 105.5915 | 0 | -5.2276 | 100.364 | 87.44% | 100% | 92.87% |  | 92.42% | 97.5885 | 0 | -4.3761 | 93.2124 | 97.5885
| Industry | 51.5013 | 0 | -2.5497 | 48.9516 | 84.2% | 98.87% | 93.91% |  | 93.54% | 48.7261 | 0 | -2.185 | 46.5411 | 48.7261
| Ferro Alloys | 0.0045879 | 0 | -0.00022713 | 0.0043608 | 97.92% | 99.82% | 94.96% |  | 96.56% | 0.004438 | 0 | -0.00019901 | 0.004239 | 0.004438
| Others | 0.64873 | 0 | -0.032117 | 0.61661 | 77.59% | 95.79% | 75.76% |  | 75.65% | 0.51232 | 0 | -0.022973 | 0.48934 | 0.51232
| Railway Stations, Bus Stations & Airports | 0 | 0 | 0 | 0 | 0% | 0% | 0% |  | 0% | 0 | 0 | 0 | 0 | 0
| Irrigation, Agriculture & CPWS | 48.5132 | 0 | -2.4018 | 46.1114 | 91.5% | 100% | 91.98% |  | 91.53% | 44.4051 | 0 | -1.9912 | 42.4138 | 44.4051
| Townships & Residential Colonies | 4.6041 | 0 | -0.22794 | 4.3762 | 71.7% | 100% | 79.27% |  | 78.88% | 3.6318 | 0 | -0.16286 | 3.469 | 3.6318
| Spare (Temporary) | 0.31972 | 0 | -0.015828 | 0.30389 | 72.41% | 93.71% | 90.59% |  | 90.49% | 0.30873 | 0 | -0.013844 | 0.29489 | 0.30873
| CPWS (Carved out of HT -IV(B) CPWS sales & HT: I (A) Industry Category) | 0 | 0 | 0 | 0 | 0% | 0% | 0% |  | 0% | 0 | 0 | 0 | 0 | 0
| Others 2 | 0 | 0 | 0 | 0 | 0% | 0% | 0% |  | 0% | 0 | 0 | 0 | 0 | 0
| Extra High Tension | 506.9298 | 0 | 1.591e-07 | 506.9298 | 87.53% | 87.96% | 92.7% |  | 92.7% | 534.2507 | 0 | 1.5524e-07 | 534.2507 | 534.2507
| Industry | 72.524 | 0 | 2.2761e-08 | 72.524 | 77.43% | 66.22% | 84.55% |  | 84.55% | 92.6032 | 0 | 2.6909e-08 | 92.6032 | 92.6032
| Ferro Alloys | 0 | 0 | 0 | 0 | 0% | 0% | 0% |  | 0% | 0 | 0 | 0 | 0 | 0
| Others | 0.68421 | 0 | 2.1474e-10 | 0.68421 | 97.93% | 98.11% | 99.21% |  | 99.21% | 0.69189 | 0 | 2.0105e-10 | 0.69189 | 0.69189
| Railway Stations, Bus Stations & Airports | 0 | 0 | 0 | 0 | 0% | 0% | 0% |  | 0% | 0 | 0 | 0 | 0 | 0
| Irrigation, Agriculture & CPWS | 331.1205 | 0 | 1.0392e-07 | 331.1205 | 83.9% | 83.46% | 85.28% |  | 85.28% | 338.3546 | 0 | 9.832e-08 | 338.3546 | 338.3546
| Traction | 89.7242 | 0 | 2.8159e-08 | 89.7242 | 80.94% | 99.24% | 99.24% |  | 99.24% | 89.7242 | 0 | 2.6072e-08 | 89.7242 | 89.7242
| HMR (HT VB) | 0 | 0 | 0 | 0 | 0% | 0% | 0% |  | 0% | 0 | 0 | 0 | 0 | 0
| Townships & Residential Colonies | 12.7654 | 0 | 4.0063e-09 | 12.7654 | 100% | 100% | 100% |  | 100% | 12.7654 | 0 | 3.7094e-09 | 12.7654 | 12.7654
| Spare (temporary) | 0.11146 | 0 | 3.498e-11 | 0.11146 | 100% | 100% | 100% |  | 100% | 0.11146 | 0 | 3.2387e-11 | 0.11146 | 0.11146
| CPWS (Carved out of HT -IV(B) CPWS sales & HT: I (A) Industry Category) | 0 | 0 | 0 | 0 | 0% | 0% | 0% |  | 0% | 0 | 0 | 0 | 0 | 0
| Total for the DISCOM | 3368.7809 | -37.0508 | -352.06 | 2979.6701 | 86.43% | 100% |  |  | 92.04% | 2962.22 | -31.7455 | -277.6265 | 2652.848 | 2566.3359
[5 empty] | -389.1108 | -13.06%
NON - COINCIDENT DEMAND DATA
Demand Data input COS at the PEAK Hour Figures in MW---Non--Coincident Demand
| Category | Sales | Commercial Losses Allocated | Technical Losses Allocated | Total Requirement
| Low Tension | 2518.7757 | -35.6468 | -77.9268 | 2405.2021
| Domestic | 689.5941 | -9.7313 | -39.0044 | 640.8585
| Commercial | 168.2178 | -2.3738 | -7.8372 | 158.0069
| Industry | 34.1638 | -0.4821 | -1.8914 | 31.7903
| Cottage Industry | 1.9825 | -0.029146 | -0.048798 | 1.9045
| Agriculture | 1513.5951 | -21.3592 | -25.3115 | 1466.9244
| Street Lighting & PWS | 90.7548 | -1.2807 | -3.2095 | 86.2646
| Others | 17.377 | -0.24522 | -0.61453 | 16.5173
| Spare | 3.0906 | -0.14538 | -0.0095495 | 2.9357
| CPWS (Carved out of HT -IV(B) CPWS sales & HT: I (A) Industry Category) | 0 | 0 | 0 | 0
| Others 2 | 0 | 0 | 0 | 0
| High Tension (11kV) | 410.8244 | -3.8302 | -13.7506 | 393.2436
| Industry | 184.3013 | -1.7183 | -8.6089 | 173.9742
| Ferro Alloys | 0 | 0 | 0 | 0
| Others | 31.0202 | -0.28921 | -1.3565 | 29.3744
| Railway Stations, Bus Stations & Airports | 1.276 | -0.011896 | -0.055301 | 1.2088
| Irrigation, Agriculture & CPWS | 24.6536 | -0.22985 | -0.97604 | 23.4477
| Townships & Residential Colonies | 1.7046 | -0.015892 | -0.044043 | 1.6446
| Spare (Temporary) | 4.3596 | -0.040645 | -0.18576 | 4.1332
| RESCOS | 163.5091 | -1.5244 | -2.5241 | 159.4606
| CPWS (Carved out of HT -IV(B) CPWS sales & HT: I (A) Industry Category) | 0 | 0 | 0 | 0
| Others 2 | 0 | 0 | 0 | 0
| High Tension (33kV) | 106.2292 | 0 | -2.0411 | 104.1881
| Industry | 52.089 | 0 | -0.81091 | 51.2781
| Ferro Alloys | 0.0045959 | 0 | -0.00012437 | 0.0044716
| Others | 0.67725 | 0 | -0.011799 | 0.66545
| Railway Stations, Bus Stations & Airports | 0 | 0 | 0 | 0
| Irrigation, Agriculture & CPWS | 48.5132 | 0 | -1.1507 | 47.3625
| Townships & Residential Colonies | 4.6041 | 0 | -0.064356 | 4.5397
| Spare (Temporary) | 0.34118 | 0 | -0.0032078 | 0.33797
| CPWS (Carved out of HT -IV(B) CPWS sales & HT: I (A) Industry Category) | 0 | 0 | 0 | 0
| Others 2 | 0 | 0 | 0 | 0
| Extra High Tension | 610.2504 | 0 | 1.6337e-07 | 610.2504
| Industry | 109.5226 | 0 | 2.6909e-08 | 109.5226
| Ferro Alloys | 0 | 0 | 0 | 0
| Others | 0.6974 | 0 | 2.1474e-10 | 0.6974
| Railway Stations, Bus Stations & Airports | 0 | 0 | 0 | 0
| Irrigation, Agriculture & CPWS | 396.7447 | 0 | 1.0392e-07 | 396.7447
| Traction | 90.4089 | 0 | 2.8282e-08 | 90.4089
| HMR (HT VB) | 0 | 0 | 0 | 0
| Townships & Residential Colonies | 12.7654 | 0 | 4.0063e-09 | 12.7654
| Spare (Temporary) | 0.11146 | 0 | 3.498e-11 | 0.11146
| CPWS (Carved out of HT -IV(B) CPWS sales & HT: I (A) Industry Category) | 0 | 0 | 0 | 0
| Total for the DISCOM | 3646.0798 | -39.477 | -93.7185 | 3512.8842
ENERGY DATA
| Voltage | Categories in Others |  | Share of HT II | Share of HT VII
| 11kV | HT II, HT-VII Temporary |  | 0.87122 | 0.12878
| 33kV | HT II, HT-VII Temporary |  | 0.68024 | 0.31976
| 132kV | HT II, HT-VII Temporary |  | 0.8597 | 0.1403
| Voltage | Categories |  | Share of LT VII | Share of LT VIII
| LT | LT VII, Temporary (LT VIII) |  | 0.87708 | 0.12292
| Category | Energy Sales |  | Commercial Losses |  | Technical Losses |  | Total Losses | Input as a Percentage | Input Required | No. of Consumers | Connected Load
|  | MU | (%) | % | MU | % | MU | MU |  | MU |  | MW
Low Tension Supply
| Domestic - Category I | 5031.5774 | 20.67% | 27.86% | -71.0035 | 26.84% | -410.0822 | -481.0856 | 20.17% | 4550.4918 | 4041139 | 4372.5724
| Non-domestic /Commercial- Category II | 1098.389 | 4.512% | 6.082% | -15.5 | 5.876% | -89.7817 | -105.2817 | 4.402% | 993.1073 | 505195 | 1097.1115
| Industry - Category III | 262.729 | 1.079% | 1.455% | -3.7075 | 1.415% | -21.6148 | -25.3223 | 1.052% | 237.4067 | 22735 | 393.1346
| Cottage Industry - Category IV | 10.7736 | 0.04426% | 0.05966% | -0.15203 | 0.05912% | -0.90333 | -1.0554 | 0.04308% | 9.7182 | 6488 | 16.7479
| Agriculture - Category V | 9133.8834 | 37.52% | 50.58% | -128.8935 | 52.03% | -794.9161 | -923.8095 | 36.39% | 8210.0739 | 1388296 | 5240.8172
| Street Lighting & PWS - Category VI | 399.1623 | 1.64% | 2.21% | -5.6328 | 2.044% | -31.2278 | -36.8606 | 1.606% | 362.3018 | 78651 | 184.0664
| Others( General Purpose & Temporary) | 76.4285 | 0.314% | 0.3712% | -0.94596 | 0.3432% | -5.2443 | -6.1902 | 0.3113% | 70.2382 | 26158 | 64.6396
| Spare (EVs) | 15.0785 | 0.06194% | 0.0835% | -0.21278 | 0.07639% | -1.1672 | -1.38 | 0.06072% | 13.6985 | 53 | 2.005
| CPWS (Carved out of LT -VI CPWS sales & LT: III Industry Category) | 0 | 0% | 0% | 0 | -0% | 0 | 0 | 0% | 0 | 0 | 0
| Others | 0 | 0% | 0% | 0 | -0% | 0 | 0 | 0% | 0 | 0 | 0
| Total Low Tension Supply | 16028.0217 | 65.84% | 88.7% | -226.048 | 88.68% | -1354.9373 | -1580.9853 | 64.04% | 14447.0364 | 6068715 | 11371.0947
High Tension Supply
| Industry General - Cat- I (11KV) | 1505.2828 | 6.184% | 5.507% | -14.0341 | 0.057421 | -87.7367 | -101.7708 | 6.221% | 1403.512 | 2511 | 506.3855 | -148.0755
| Industry General - Cat- I (33KV) | 384.2238 | 1.578% | 0% | 0 | 0.0078465 | -11.9891 | -11.9891 | 1.65% | 372.2347 | 46 | 68.246 | -24.9357
| Industry General - Cat-I (220/132KV) | 742.8532 | 3.052% | -0% | 0 | -9.3805e-11 | 1.4333e-07 | 1.4333e-07 | 3.293% | 742.8532 | 16 | 200.82
| Ferro Alloys - Cat-IB (11kV) | 0 | 0% | 0% | 0 | 0 | 0 | 0 | 0% | 0 | 0 | 0
| Ferro Alloys - Cat-IB (33kV) | 0.039422 | 0.0001619% | 0% | 0 | 7.799e-07 | -0.0011917 | -0.0011917 | 0.0001695% | 0.038231 | 2 | 1.17
| Ferro Alloys - Cat-IB (132kV) | 0 | 0% | -0% | 0 | 0 | 0 | 0 | 0% | 0 | 0 | 0
| Others - Cat- II (11KV) | 214.2256 | 0.88% | 0.7837% | -1.9973 | 0.0080677 | -12.327 | -14.3243 | 0.8861% | 199.9013 | 637 | 103.4586
| Others - Cat- II (33KV) | 4.6035 | 0.01891% | 0% | 0 | 9.2802e-05 | -0.1418 | -0.1418 | 0.01978% | 4.4617 | 18 | 6.7527
| Others - Cat-II (220/132KV) | 5.9828 | 0.02458% | -0% | 0 | -7.7333e-13 | 1.1816e-09 | 1.1816e-09 | 0.02652% | 5.9828 | 7 | 17.85
| Railway Stations ,Busstations &Airports-Cat-III (11kV) | 8.4447 | 0.03469% | 0.03089% | -0.078731 | 0.00031451 | -0.48056 | -0.55929 | 0.03495% | 7.8854 | 20 | 2.655
| Railway Stations ,Busstations & Airports-Cat-III (33kV) | 0 | 0% | 0% | 0 | 0 | 0 | 0 | 0% | 0 | 0 | 0
| Railway Stations ,Busstations & Airports-Cat-III (132kV) | 0 | 0% | -0% | 0 | 0 | 0 | 0 | 0% | 0 | 0 | 0
| Irrigation, Agriculture & CPWS - Cat-IV (11KV) | 195.1704 | 0.8017% | 0.714% | -1.8196 | 0.0075327 | -11.5095 | -13.3291 | 0.806% | 181.8412 | 325 | 104.3291
| Irrigation, Agriculture & CPWS - Cat-IV (33KV) | 388.8321 | 1.597% | 0% | 0 | 0.0077427 | -11.8305 | -11.8305 | 1.671% | 377.0016 | 50 | 131.96
| Irrigation, Agriculture & CPWS - Cat-IV (132KV) | 2916.0528 | 11.98% | -0% | 0 | -3.7743e-10 | 5.7669e-07 | 5.7669e-07 | 12.93% | 2916.0528 | 30 | 2410.433
| Railway Traction - Cat V (132KV) | 641 | 2.633% | -0% | 0 | -8.4009e-11 | 1.2836e-07 | 1.2836e-07 | 2.841% | 641 | 12 | 166.8
| HMR- Cat V(B) (132kV) | 0 | 0% | -0% | 0 | 0 | 0 | 0 | 0% | 0 | 0 | 0
| Townships & Residential Colonies- Cat VI(11KV) | 9.3872 | 0.03856% | 0.03434% | -0.087519 | 0.00035226 | -0.53824 | -0.62576 | 0.03884% | 8.7615 | 18 | 5.025
| Townships & Residential Colonies -Cat VI(33KV) | 28.9161 | 0.1188% | 0% | 0 | 0.0005916 | -0.90394 | -0.90394 | 0.1242% | 28.0122 | 9 | 17.17
| Townships & Residential Colonies -Cat VI(132KV) | 111.8248 | 0.4594% | -0% | 0 | -1.4455e-11 | 2.2086e-08 | 2.2086e-08 | 0.4957% | 111.8248 | 2 | 30
| Spare(11KV) (Temporary) | 31.6661 | 0.1301% | 0.1159% | -0.29523 | 0.12% | -1.8333 | -2.1285 | 0.1309% | 29.5376 | 51 | 16.594
| Spare(33kV) (Temporary) | 2.164 | 0.008889% | 0% | 0 | 4.529e-05 | -0.069201 | -0.069201 | 0.009285% | 2.0948 | 9 | 8.47
| Spare(132kV) (Temporary) | 0.97636 | 0.004011% | -0% | 0 | -1.2621e-13 | 1.9284e-10 | 1.9284e-10 | 0.004328% | 0.97636 | 1 | 0.5
| RESCOS (11KV) | 1123.5578 | 4.615% | 4.111% | -10.4752 | 0.022023 | -33.6502 | -44.1254 | 4.785% | 1079.4325 | 1 | 532.7052
| CPWS (11 kV) | 0 | 0% | 0% | 0 | 0 | 0 | 0 | 0% | 0 | 0 | 0
| CPWS (33 kV) | 0 | 0% | 0% | 0 | 0 | 0 | 0 | 0% | 0 | 0 | 0
| CPWS (132 kV) | 0 | 0% | -0% | 0 | 0 | 0 | 0 | 0% | 0 | 0 | 0
| Others 2 (11 kV) | 0 | 0% | 0% | 0 | 0 | 0 | 0 | 0% | 0 | 0 | 0
| Others 2 (33 kV) | 0 | 0% | 0% | 0 | 0 | 0 | 0 | 0% | 0 | 0 | 0
| Total High Tension Supply | 8315.2035 | 34.16% | 11.3% | -28.7876 | 11.32% | -173.0112 | -201.7988 | 35.96% | 8113.4046 | 3765 | 4331.3241
| Total Peak | 24343.2252 | 100% | 100% | -254.8356 | 100% | -1527.9485 | -1782.7841 | 100% | 22560.4411 | 6072480 | 15702.4188
NON - COINCIDENT DEMAND DATA
| Category | Energy Sales |  | Commercial Losses |  | Technical Losses |  | Total Losses | Input as a Percentage | Input Required | Class Load Factor
|  | MW | % | % | MW | % | MW | MW | % | MW | %
Low Tension Supply
| Domestic - Category I | 689.5941 | 18.94% | 24.67% | -9.7313 | 41.65% | -39.0044 | -48.7356 | 18.27% | 640.8585 | 83.29%
| Non-domestic /Commercial- Category II | 168.2178 | 4.62% | 6.018% | -2.3738 | 8.369% | -7.8372 | -10.211 | 4.504% | 158.0069 | 74.54%
| Industry - Category III | 34.1638 | 0.9382% | 1.222% | -0.4821 | 2.02% | -1.8914 | -2.3735 | 0.9062% | 31.7903 | 87.79%
| Cottage Industry - Category IV | 1.9825 | 0.05444% | 0.07389% | -0.029146 | 0.05211% | -0.048798 | -0.077944 | 0.05429% | 1.9045 | 62.04%
| Agriculture - Category V | 1513.5951 | 41.57% | 54.15% | -21.3592 | 27.03% | -25.3115 | -46.6707 | 41.81% | 1466.9244 | 68.89%
| Street Lighting & PWS - Category VI | 90.7548 | 2.492% | 3.247% | -1.2807 | 3.427% | -3.2095 | -4.4902 | 2.459% | 86.2646 | 50.21%
| Others( General Purpose & Temporary) | 15.2411 | 0.4186% | 0.5452% | -0.21508 | 0.5756% | -0.53899 | -0.75407 | 0.413% | 14.487 | 50.21%
| Spare | 0.37989 | 0.01043% | 0.3685% | -0.14538 | 0.0102% | -0.0095495 | -0.15493 | 0.006413% | 0.22496 | 55.69%
| CPWS (Carved out of LT -VI CPWS sales & LT: III Industry Category) | 0 | 0% | -0% | 0 | -0% | 0 | 0 | 0% | 0 | 0%
| Others 2 | 0 | 0% | -0% | 0 | -0% | 0 | 0 | 0% | 0 | 0%
| Total Low Tension Supply | 2513.929 | 69.04% | 90.29% | -35.6167 | 83.14% | -77.8513 | -113.4679 | 68.43% | 2400.4611
High Tension Supply
| Industry General - Cat- I (11KV) | 184.3013 | 5.062% | 4.356% | -1.7183 | 9.193% | -8.6089 | -10.3271 | 4.959% | 173.9742 | 93.24%
| Industry General - Cat- I (33KV) | 52.089 | 1.431% | 0% | 0 | 0.866% | -0.81091 | -0.81091 | 1.462% | 51.2781 | 84.2%
| Industry General - Cat-I (220/132KV) | 109.5226 | 3.008% | -0% | 0 | -2.874e-08% | 2.6909e-08 | 2.6909e-08 | 3.122% | 109.5226 | 77.43%
| Ferro Alloys - Cat-IB (11kV) | 0 | 0% | 0% | 0 | -0% | 0 | 0 | 0% | 0 | 0%
| Ferro Alloys - Cat-IB (33kV) | 0.0045959 | 0.0001262% | 0% | 0 | 0.0001328% | -0.00012437 | -0.00012437 | 0.0001275% | 0.0044716 | 97.92%
| Ferro Alloys - Cat-IB (132kV) | 0 | 0% | -0% | 0 | -0% | 0 | 0 | 0% | 0 | 0%
| Others - Cat- II (11KV) | 31.0202 | 0.8519% | 0.7332% | -0.28921 | 1.449% | -1.3565 | -1.6457 | 0.8373% | 29.3744 | 78.84%
| Others - Cat- II (33KV) | 0.67725 | 0.0186% | 0% | 0 | 0.0126% | -0.011799 | -0.011799 | 0.01897% | 0.66545 | 77.59%
| Others - Cat-II (220/132KV) | 0.6974 | 0.01915% | -0% | 0 | -2.293e-10% | 2.1474e-10 | 2.1474e-10 | 0.01988% | 0.6974 | 97.93%
| Railway Stations ,Busstations &Airports-Cat-III (11kV) | 1.276 | 0.03504% | 0.03016% | -0.011896 | 0.05906% | -0.055301 | -0.067198 | 0.03446% | 1.2088 | 75.55%
| Railway Stations ,Busstations & Airports-Cat-III (33kV) | 0 | 0% | 0% | 0 | -0% | 0 | 0 | 0% | 0 | 0%
| Railway Stations ,Busstations & Airports-Cat-III (132kV) | 0 | 0% | -0% | 0 | -0% | 0 | 0 | 0% | 0 | 0%
| Irrigation, Agriculture & CPWS - Cat-IV (11KV) | 24.6536 | 0.6771% | 0.5827% | -0.22985 | 1.042% | -0.97604 | -1.2059 | 0.6684% | 23.4477 | 90.37%
| Irrigation, Agriculture & CPWS - Cat-IV (33KV) | 48.5132 | 1.332% | 0% | 0 | 1.229% | -1.1507 | -1.1507 | 1.35% | 47.3625 | 91.5%
| Irrigation, Agriculture & CPWS - Cat-IV (132KV) | 396.7447 | 10.9% | -0% | 0 | -1.11e-07% | 1.0392e-07 | 1.0392e-07 | 11.31% | 396.7447 | 83.9%
| Railway Traction - Cat V (132KV) | 90.4089 | 2.483% | -0% | 0 | -3.02e-08% | 2.8282e-08 | 2.8282e-08 | 2.577% | 90.4089 | 80.94%
| HMR- Cat V(B) (132kV) | 0 | 0% | -0% | 0 | -0% | 0 | 0 | 0% | 0 | 0%
| Townships & Residential Colonies - Cat VI(11KV) | 1.7046 | 0.04681% | 0.04029% | -0.015892 | 0.04703% | -0.044043 | -0.059935 | 0.04688% | 1.6446 | 62.87%
| Townships & Residential Colonies - Cat VI (33KV) | 4.6041 | 0.1264% | 0% | 0 | 0.06873% | -0.064356 | -0.064356 | 0.1294% | 4.5397 | 71.7%
| Townships & Residential Colonies- Cat VI (132KV) | 12.7654 | 0.3506% | -0% | 0 | -4.278e-09% | 4.0063e-09 | 4.0063e-09 | 0.3639% | 12.7654 | 100%
| Spare(11KV) (Temporary) | 4.3596 | 0.1197% | 0.103% | -0.040645 | 0.1984% | -0.18576 | -0.2264 | 0.1178% | 4.1332 | 82.92%
| Spare(33kV) (Temporary) | 0.34118 | 0.00937% | 0% | 0 | 0.003426% | -0.0032078 | -0.0032078 | 0.009634% | 0.33797 | 72.41%
| Spare(132kV) (Temporary) | 0.11146 | 0.003061% | -0% | 0 | -3.735e-11% | 3.498e-11 | 3.498e-11 | 0.003177% | 0.11146 | 100%
| RESCOS (11KV) | 163.5091 | 4.49% | 3.865% | -1.5244 | 2.695% | -2.5241 | -4.0485 | 4.545% | 159.4606 | 78.44%
| CPWS (11 kV) | 0 | 0% | -0% | 0 | -0% | 0 | 0 | 0% | 0 | 0%
| CPWS (33 kV) | 0 | 0% | -0% | 0 | -0% | 0 | 0 | 0% | 0 | 0%
| CPWS (132 kV) | 0 | 0% | -0% | 0 | -0% | 0 | 0 | 0% | 0 | 0%
| Others 2 (11 kV) | 0 | 0% | -0% | 0 | -0% | 0 | 0 | 0% | 0 | 0%
| Others 2 (33 kV) | 0 | 0% | -0% | 0 | -0% | 0 | 0 | 0% | 0 | 0%
| Total High Tension Supply | 1127.3041 | 30.96% | 9.71% | -3.8302 | 16.86% | -15.7917 | -19.6219 | 31.57% | 1107.6822
| Total Peak | 3641.2331 | 100% | 100% | -39.4469 | 100% | -93.643 | -133.0899 | 100% | 3508.1433
COINCIDENT DEMAND Morning PEAK DATA
| Category | Energy Sales |  | Commercial Losses |  | Technical Losses |  | Total Losses | Input as a Percentage | Input Required | Coincident Factor
|  | MW | % | % | MW | % | MW | MW |  | MW | %
Low Tension Supply
| Domestic - Category I | 689.5941 | 20.47% | 26.26% | -9.7313 | 26.26% | -92.4464 | -102.1777 | 19.71% | 587.4164 | 97.71%
| Non-domestic /Commercial- Category II | 127.6362 | 3.789% | 4.861% | -1.8011 | 4.86% | -17.1108 | -18.9119 | 3.649% | 108.7242 | 72.2%
| Industry - Category III | 29.8907 | 0.8873% | 1.138% | -0.4218 | 1.138% | -4.0071 | -4.4289 | 0.8545% | 25.4617 | 85.89%
| Cottage Industry - Category IV | 0.91704 | 0.02722% | 0.03493% | -0.012941 | 0.03492% | -0.12294 | -0.13588 | 0.02622% | 0.78116 | 45.72%
| Agriculture - Category V | 1479.6865 | 43.92% | 56.36% | -20.8807 | 56.34% | -198.3656 | -219.2463 | 42.3% | 1260.4402 | 97.73%
| Street Lighting & PWS - Category VI | 36.3019 | 1.078% | 1.383% | -0.51228 | 1.382% | -4.8666 | -5.3789 | 1.038% | 30.923 | 38.06%
| Others( General Purpose & Temporary) | 6.9508 | 0.2063% | 0.2647% | -0.098087 | 0.2647% | -0.93182 | -1.0299 | 0.1987% | 5.9209 | 38.06%
| Spare | 0.10302 | 0.003058% | 0.003924% | -0.0014538 | 0.003923% | -0.013811 | -0.015265 | 0.002945% | 0.087755 | 3.103%
| CPWS (Carved out of LT -VI CPWS sales & LT: III Industry Category) | 0 | 0% | -0% | 0 | -0% | 0 | 0 | 0% | 0 | 0%
| Others 2 | 0 | 0% | -0% | 0 | -0% | 0 | 0 | 0% | 0 | #DIV/0!
| Total Low Tension Supply | 2371.0802 | 70.38% | 90.31% | -33.4597 | 90.29% | -317.8651 | -351.3248 | 67.78% | 2019.7554
High Tension Supply
| Industry General - Cat- I (11KV) | 169.1999 | 5.023% | 4.258% | -1.5775 | 4.566% | -16.0755 | -17.6529 | 5.086% | 151.547 | 88.99%
| Industry General - Cat- I (33KV) | 51.5013 | 1.529% | 0% | 0 | 0.7242% | -2.5497 | -2.5497 | 1.643% | 48.9516 | 98.78%
| Industry General - Cat-I (220/132KV) | 72.524 | 2.153% | -0% | 0 | -6.465e-09% | 2.2761e-08 | 2.2761e-08 | 2.434% | 72.524 | 66.22%
| Ferro Alloys - Cat-IB (11kV) | 0 | 0% | 0% | 0 | -0% | 0 | 0 | 0% | 0 | 0%
| Ferro Alloys - Cat-IB (33kV) | 0.0045879 | 0.0001362% | 0% | 0 | 6.452e-05% | -0.00022713 | -0.00022713 | 0.0001464% | 0.0043608 | 97.68%
| Ferro Alloys - Cat-IB (132kV) | 0 | 0% | -0% | 0 | -0% | 0 | 0 | 0% | 0 | 0%
| Others - Cat- II (11KV) | 22.619 | 0.6714% | 0.5692% | -0.21088 | 0.6104% | -2.149 | -2.3599 | 0.6799% | 20.2591 | 70.44%
| Others - Cat- II (33KV) | 0.64873 | 0.01926% | 0% | 0 | 0.009123% | -0.032117 | -0.032117 | 0.02069% | 0.61661 | 95.47%
| Others - Cat-II (220/132KV) | 0.68421 | 0.02031% | -0% | 0 | -6.099e-11% | 2.1474e-10 | 2.1474e-10 | 0.02296% | 0.68421 | 98.11%
| Railway Stations ,Busstations &Airports-Cat-III (11kV) | 0.76724 | 0.02277% | 0.01931% | -0.0071531 | 0.02071% | -0.072894 | -0.080048 | 0.02306% | 0.68719 | 58.24%
| Railway Stations ,Busstations & Airports-Cat-III (33kV) | 0 | 0% | 0% | 0 | -0% | 0 | 0 | 0% | 0 | 0%
| Railway Stations ,Busstations & Airports-Cat-III (132kV) | 0 | 0% | -0% | 0 | -0% | 0 | 0 | 0% | 0 | 0%
| Irrigation, Agriculture & CPWS - Cat-IV (11KV) | 24.0191 | 0.713% | 0.6044% | -0.22394 | 0.6482% | -2.282 | -2.506 | 0.722% | 21.5132 | 97.13%
| Irrigation, Agriculture & CPWS - Cat-IV (33KV) | 48.5132 | 1.44% | 0% | 0 | 0.6822% | -2.4018 | -2.4018 | 1.548% | 46.1114 | 100%
| Irrigation, Agriculture & CPWS - Cat-IV (132KV) | 331.1205 | 9.829% | -0% | 0 | -2.952e-08% | 1.0392e-07 | 1.0392e-07 | 11.11% | 331.1205 | 83.46%
| Railway Traction - Cat V (132KV) | 89.7242 | 2.663% | -0% | 0 | -7.998e-09% | 2.8159e-08 | 2.8159e-08 | 3.011% | 89.7242 | 99.24%
| HMR- Cat V(B) (132kV) | 0 | 0% | -0% | 0 | -0% | 0 | 0 | 0% | 0 | 0%
| Townships & Residential Colonies -Cat VI (11KV) | 1.7046 | 0.0506% | 0.04289% | -0.015892 | 0.046% | -0.16195 | -0.17784 | 0.05124% | 1.5267 | 95.75%
| Townships & Residential Colonies -Cat VI (33KV) | 4.6041 | 0.1367% | 0% | 0 | 0.06474% | -0.22794 | -0.22794 | 0.1469% | 4.3762 | 100%
| Townships & Residential Colonies -Cat VI (132 kV) | 12.7654 | 0.3789% | -0% | 0 | -1.138e-09% | 4.0063e-09 | 4.0063e-09 | 0.4284% | 12.7654 | 100%
| Spare(11KV) (Temporary) | 3.3605 | 0.09975% | 0.08456% | -0.031331 | 0.09069% | -0.31928 | -0.35061 | 0.101% | 3.0099 | 74.66%
| Spare(33kV) (Temporary) | 0.31972 | 0.009491% | 0% | 0 | 0.004496% | -0.015828 | -0.015828 | 0.0102% | 0.30389 | 93.36%
| Spare(132kV) (Temporary) | 0.11146 | 0.003309% | -0% | 0 | -9.936e-12% | 3.498e-11 | 3.498e-11 | 0.003741% | 0.11146 | 100%
| RESCOS (11KV) | 163.5091 | 4.854% | 4.114% | -1.5244 | 2.246% | -7.9068 | -9.4312 | 5.171% | 154.0779 | 100%
| CPWS (11 kV) | 0 | 0% | -0% | 0 | -0% | 0 | 0 | 0% | 0 | 0%
| CPWS (33 kV) | 0 | 0% | -0% | 0 | -0% | 0 | 0 | 0% | 0 | 0%
| CPWS (132 kV) | 0 | 0% | -0% | 0 | -0% | 0 | 0 | 0% | 0 | 0%
| Others 2 (11 kV) | 0 | 0% | -0% | 0 | -0% | 0 | 0 | 0% | 0 | 0%
| Others 2 (33 kV) | 0 | 0% | -0% | 0 | -0% | 0 | 0 | 0% | 0 | 0%
| Total High Tension Supply | 997.7008 | 29.62% | 9.692% | -3.5911 | 9.713% | -34.195 | -37.7861 | 32.22% | 959.9147
| Total Peak | 3368.7809 | 100% | 100% | -37.0508 | 100% | -352.06 | -389.1108 | 100% | 2979.6701
COINCIDENT DEMAND Evening PEAK DATA
| Category | Energy Sales |  | Commercial Losses |  | Technical Losses |  | Total Losses | Input as a Percentage | Input Required | Coincident Factor
|  | MW | % | % | MW | % | MW | MW | % | MW | %
Low Tension Supply
| Domestic - Category I | 545.4063 | 18.39% | 23.31% | -7.6965 | 23.24% | -65.8908 | -73.5874 | 17.81% | 471.8189 | 78.48%
| Non-domestic /Commercial- Category II | 140.796 | 4.748% | 6.017% | -1.9869 | 5.999% | -17.0096 | -18.9965 | 4.599% | 121.7995 | 80.88%
| Industry - Category III | 33.6338 | 1.134% | 1.437% | -0.47463 | 1.433% | -4.0633 | -4.5379 | 1.099% | 29.0959 | 98.15%
| Cottage Industry - Category IV | 1.7837 | 0.06016% | 0.07623% | -0.025171 | 0.07601% | -0.21549 | -0.24067 | 0.05826% | 1.5431 | 90.32%
| Agriculture - Category V | 1313.5525 | 44.3% | 56.14% | -18.5363 | 55.97% | -158.691 | -177.2272 | 42.9% | 1136.3253 | 88.11%
| Street Lighting & PWS - Category VI | 45.3774 | 1.53% | 1.939% | -0.64035 | 1.934% | -5.4821 | -6.1224 | 1.482% | 39.255 | 48.32%
| Others( General Purpose & Temporary) | 7.6205 | 0.257% | 0.3257% | -0.10754 | 0.3247% | -0.92064 | -1.0282 | 0.2489% | 6.5924 | 48.32%
| Spare | 3.0906 | 0.1042% | 0.1321% | -0.043613 | 0.1317% | -0.37338 | -0.41699 | 0.1009% | 2.6736 | 94.53%
| CPWS (Carved out of LT -VI CPWS sales & LT: III Industry Category) | 0 | 0% | -0% | 0 | -0% | 0 | 0 | 0% | 0 | 0%
| Others 2 | 0 | 0% | -0% | 0 | -0% | 0 | 0 | 0% | 0 | 0%
| Total Low Tension Supply | 2091.261 | 70.53% | 89.37% | -29.511 | 89.11% | -252.6463 | -282.1573 | 68.3% | 1809.1037
High Tension Supply
| Industry General - Cat- I (11KV) | 183.3927 | 6.185% | 5.178% | -1.7098 | 5.564% | -15.7738 | -17.4836 | 6.264% | 165.909 | 97.42%
| Industry General - Cat- I (33KV) | 48.7261 | 1.643% | 0% | 0 | 0.7707% | -2.185 | -2.185 | 1.757% | 46.5411 | 93.91%
| Industry General - Cat-I (220/132KV) | 92.6032 | 3.123% | -0% | 0 | -9.491e-09% | 2.6909e-08 | 2.6909e-08 | 3.496% | 92.6032 | 84.55%
| Ferro Alloys - Cat-IB (11kV) | 0 | 0% | 0% | 0 | -0% | 0 | 0 | 0% | 0 | 0%
| Ferro Alloys - Cat-IB (33kV) | 0.004438 | 0.0001497% | 0% | 0 | 7.019e-05% | -0.00019901 | -0.00019901 | 0.00016% | 0.004239 | 94.96%
| Ferro Alloys - Cat-IB (132kV) | 0 | 0% | -0% | 0 | -0% | 0 | 0 | 0% | 0 | 0%
| Others - Cat- II (11KV) | 24.9697 | 0.8421% | 0.705% | -0.2328 | 0.7575% | -2.1477 | -2.3805 | 0.8529% | 22.5892 | 78.54%
| Others - Cat- II (33KV) | 0.51232 | 0.01728% | 0% | 0 | 0.008103% | -0.022973 | -0.022973 | 0.01848% | 0.48934 | 75.76%
| Others - Cat-II (220/132KV) | 0.69189 | 0.02333% | -0% | 0 | -7.091e-11% | 2.0105e-10 | 2.0105e-10 | 0.02612% | 0.69189 | 99.21%
| Railway Stations ,Busstations &Airports-Cat-III (11kV) | 1.1644 | 0.03927% | 0.03288% | -0.010856 | 0.03532% | -0.10015 | -0.11101 | 0.03977% | 1.0534 | 89.27%
| Railway Stations ,Busstations & Airports-Cat-III (33kV) | 0 | 0% | 0% | 0 | -0% | 0 | 0 | 0% | 0 | 0%
| Railway Stations ,Busstations & Airports-Cat-III (132kV) | 0 | 0% | -0% | 0 | -0% | 0 | 0 | 0% | 0 | 0%
| Irrigation, Agriculture & CPWS - Cat-IV (11KV) | 23.695 | 0.7991% | 0.669% | -0.22091 | 0.7188% | -2.038 | -2.2589 | 0.8093% | 21.436 | 96.79%
| Irrigation, Agriculture & CPWS - Cat-IV (33KV) | 44.4051 | 1.498% | 0% | 0 | 0.7023% | -1.9912 | -1.9912 | 1.601% | 42.4138 | 91.98%
| Irrigation, Agriculture & CPWS - Cat-IV (132KV) | 338.3546 | 11.41% | -0% | 0 | -3.468e-08% | 9.832e-08 | 9.832e-08 | 12.77% | 338.3546 | 85.28%
| Railway Traction - Cat V (132KV) | 89.7242 | 3.026% | -0% | 0 | -9.196e-09% | 2.6072e-08 | 2.6072e-08 | 3.388% | 89.7242 | 99.24%
| HMR- Cat V(B) (132kV) | 0 | 0% | -0% | 0 | -0% | 0 | 0 | 0% | 0 | 0%
| Townships & Residential Colonies -Cat VI (11KV) | 0.8476 | 0.02859% | 0.02393% | -0.0079024 | 0.02571% | -0.072903 | -0.080806 | 0.02895% | 0.7668 | 48.09%
| Townships & Residential Colonies -Cat VI(33KV) | 3.6318 | 0.1225% | 0% | 0 | 0.05744% | -0.16286 | -0.16286 | 0.131% | 3.469 | 79.27%
| Townships & Residential Colonies -Cat VI(132 kV) | 12.7654 | 0.4305% | -0% | 0 | -1.308e-09% | 3.7094e-09 | 3.7094e-09 | 0.482% | 12.7654 | 100%
| Spare(11KV) (Temporary) | 3.9826 | 0.1343% | 0.1124% | -0.03713 | 0.1208% | -0.34255 | -0.37968 | 0.136% | 3.6029 | 89.37%
| Spare(33kV) (Temporary) | 0.30873 | 0.01041% | 0% | 0 | 0.004883% | -0.013844 | -0.013844 | 0.01113% | 0.29489 | 90.59%
| Spare(132kV) (Temporary) | 0.11146 | 0.003759% | -0% | 0 | -1.142e-11% | 3.2387e-11 | 3.2387e-11 | 0.004208% | 0.11146 | 100%
| RESCOS (11KV) | 3.9826 | 0.1343% | 3.907% | -1.29 | 2.125% | -6.0244 | -7.3144 | -0.1258% | -3.3319 | 85.06%
| CPWS (11 kV) | 0 | 0% | -0% | 0 | -0% | 0 | 0 | 0% | 0 | 0%
| CPWS (33 kV) | 0 | 0% | -0% | 0 | -0% | 0 | 0 | 0% | 0 | 0%
| CPWS (132 kV) | 0 | 0% | -0% | 0 | -0% | 0 | 0 | 0% | 0 | 0%
| Others 2 (11 kV) | 0 | 0% | -0% | 0 | -0% | 0 | 0 | 0% | 0 | 0%
| Others 2 (33 kV) | 0 | 0% | -0% | 0 | -0% | 0 | 0 | 0% | 0 | 0%
| Total High Tension Supply | 873.8737 | 29.47% | 10.63% | -3.5094 | 10.89% | -30.8756 | -34.385 | 31.7% | 839.4886
| Total Peak | 2965.1346 | 100% | 100% | -33.0204 | 100% | -283.5219 | -316.5423 | 100% | 2648.5923
AVERAGE OF MORNING AND EVENING COINCIDENT PEAKS
| Category | Energy Sales |  | Commercial Losses |  | Technical Losses |  | Total Losses | Input as a Percentage | Input Required | Coincident Factor
|  | MW | % | % | MW | % | MW | MW | % | MW | %
Low Tension Supply
| Domestic - Category I | 617.5002 | 19.5% | 24.87% | -8.7139 | 24.91% | -79.1686 | -87.8825 | 18.82% | 529.6177 | 88.09%
| Non-domestic /Commercial- Category II | 134.2161 | 4.238% | 5.406% | -1.894 | 5.368% | -17.0602 | -18.9542 | 4.096% | 115.2619 | 76.54%
| Industry - Category III | 31.7623 | 1.003% | 1.279% | -0.44822 | 1.27% | -4.0352 | -4.4834 | 0.9694% | 27.2788 | 92.02%
| Cottage Industry - Category IV | 1.3504 | 0.04264% | 0.05439% | -0.019056 | 0.05325% | -0.16922 | -0.18827 | 0.0413% | 1.1621 | 68.02%
| Agriculture - Category V | 1396.6195 | 44.1% | 56.25% | -19.7085 | 56.18% | -178.5283 | -198.2368 | 42.58% | 1198.3827 | 92.92%
| Street Lighting & PWS - Category VI | 40.8397 | 1.29% | 1.645% | -0.57631 | 1.628% | -5.1743 | -5.7506 | 1.247% | 35.089 | 43.19%
| Others( General Purpose & Temporary) | 7.2857 | 0.2301% | 0.2935% | -0.10281 | 0.2915% | -0.92623 | -1.029 | 0.2223% | 6.2566 | 43.19%
| Spare | 1.5968 | 0.05042% | 0.06432% | -0.022533 | 0.06092% | -0.19359 | -0.21613 | 0.04906% | 1.3807 | 48.82%
| CPWS | 0 | 0% | -0% | 0 | -0% | 0 | 0 | 0% | 0 | 0%
| Others 2 | 0 | 0% | -0% | 0 | -0% | 0 | 0 | 0% | 0 | #DIV/0!
| Total Low Tension Supply | 2231.1706 | 70.45% | 89.87% | -31.4853 | 89.76% | -285.2557 | -316.741 | 68.03% | 1914.4295
High Tension Supply
| Industry General - Cat- I (11KV) | 176.2963 | 5.567% | 4.691% | -1.6436 | 5.011% | -15.9246 | -17.5683 | 5.64% | 158.728 | 93.2%
| Industry General - Cat- I (33KV) | 50.1137 | 1.582% | 0% | 0 | 0.7449% | -2.3673 | -2.3673 | 1.697% | 47.7463 | 96.34%
| Industry General - Cat-I (220/132KV) | 82.5636 | 2.607% | -0% | 0 | -7.815e-09% | 2.4835e-08 | 2.4835e-08 | 2.934% | 82.5636 | 75.39%
| Ferro Alloys - Cat-IB (11kV) | 0 | 0% | 0% | 0 | -0% | 0 | 0 | 0% | 0 | 0%
| Ferro Alloys - Cat-IB (33kV) | 0.004513 | 0.0001425% | 0% | 0 | 6.705e-05% | -0.00021307 | -0.00021307 | 0.0001528% | 0.0042999 | 96.32%
| Ferro Alloys - Cat-IB (132kV) | 0 | 0% | -0% | 0 | -0% | 0 | 0 | 0% | 0 | 0%
| Others - Cat- II (11KV) | 23.7944 | 0.7513% | 0.6332% | -0.22184 | 0.676% | -2.1483 | -2.3702 | 0.7613% | 21.4242 | 74.49%
| Others - Cat- II (33KV) | 0.58052 | 0.01833% | 0% | 0 | 0.008668% | -0.027545 | -0.027545 | 0.01965% | 0.55298 | 85.62%
| Others - Cat-II (220/132KV) | 0.68805 | 0.02173% | -0% | 0 | -6.542e-11% | 2.0789e-10 | 2.0789e-10 | 0.02445% | 0.68805 | 98.66%
| Railway Stations ,Busstations &Airports-Cat-III (11kV) | 0.96583 | 0.0305% | 0.0257% | -0.0090046 | 0.02723% | -0.086523 | -0.095528 | 0.03093% | 0.8703 | 73.75%
| Railway Stations ,Busstations & Airports-Cat-III (33kV) | 0 | 0% | 0% | 0 | -0% | 0 | 0 | 0% | 0 | 0%
| Railway Stations ,Busstations & Airports-Cat-III (132kV) | 0 | 0% | -0% | 0 | -0% | 0 | 0 | 0% | 0 | 0%
| Irrigation, Agriculture & CPWS - Cat-IV (11KV) | 23.8571 | 0.7533% | 0.6349% | -0.22242 | 0.6797% | -2.16 | -2.3825 | 0.7631% | 21.4746 | 96.96%
| Irrigation, Agriculture & CPWS - Cat-IV (33KV) | 46.4591 | 1.467% | 0% | 0 | 0.6912% | -2.1965 | -2.1965 | 1.573% | 44.2626 | 95.99%
| Irrigation, Agriculture & CPWS - Cat-IV (132KV) | 334.7375 | 10.57% | -0% | 0 | -3.182e-08% | 1.0112e-07 | 1.0112e-07 | 11.89% | 334.7375 | 84.37%
| Railway Traction - Cat V (132KV) | 89.7242 | 2.833% | -0% | 0 | -8.533e-09% | 2.7116e-08 | 2.7116e-08 | 3.188% | 89.7242 | 99.24%
| HMR- Cat V(B) (132kV) | 0 | 0% | -0% | 0 | -0% | 0 | 0 | 0% | 0 | 0%
| Townships & Residential Colonies - Cat VI (11KV) | 1.2761 | 0.04029% | 0.03396% | -0.011897 | 0.03695% | -0.11743 | -0.12932 | 0.04075% | 1.1468 | 71.92%
| Townships & Residential Colonies -Cat VI (33KV) | 4.118 | 0.13% | 0% | 0 | 0.06149% | -0.1954 | -0.1954 | 0.1394% | 3.9226 | 89.63%
| Townships & Residential Colonies -Cat VI (132KV) | 12.7654 | 0.4031% | -0% | 0 | -1.214e-09% | 3.8579e-09 | 3.8579e-09 | 0.4536% | 12.7654 | 100%
| Spare(11KV) (Temporary) | 3.6715 | 0.1159% | 0.0977% | -0.034231 | 0.1041% | -0.33091 | -0.36514 | 0.1175% | 3.3064 | 82.01%
| Spare(33kV) (Temporary) | 0.31422 | 0.009922% | 0% | 0 | 0.004669% | -0.014836 | -0.014836 | 0.01064% | 0.29939 | 91.97%
| Spare(132kV) (Temporary) | 0.11146 | 0.003519% | -0% | 0 | -1.06e-11% | 3.3684e-11 | 3.3684e-11 | 0.003961% | 0.11146 | 100%
| RESCOS (11KV) | 83.7458 | 2.644% | 4.017% | -1.4072 | 2.192% | -6.9656 | -8.3728 | 2.678% | 75.373 | 92.53%
| CPWS (11 kV) | 0 | 0% | -0% | 0 | -0% | 0 | 0 | 0% | 0 | 0%
| CPWS (33 kV) | 0 | 0% | -0% | 0 | -0% | 0 | 0 | 0% | 0 | 0%
| CPWS (132 kV) | 0 | 0% | -0% | 0 | -0% | 0 | 0 | 0% | 0 | 0%
| Others 2 (11 kV) | 0 | 0% | -0% | 0 | -0% | 0 | 0 | 0% | 0 | 0%
| Others 2 (33 kV) | 0 | 0% | -0% | 0 | -0% | 0 | 0 | 0% | 0 | 0%
| Total High Tension Supply | 935.7872 | 29.55% | 10.13% | -3.5503 | 9.241% | -32.5353 | -36.0856 | 31.97% | 899.7017
| Total Peak | 3166.9578 | 100% | 100% | -35.0356 | 99% | -317.791 | -352.8266 | 100% | 2814.1312
Demand
| LT | -1.119%
| 11KV Commercial | -0.1262%
| 33KV | 0
| LT | -10.14%
| 11KV Technical | -0.9855%
| 33KV Technical | -0.1706%
| Average Demand Losses | -12.54%
Note on B17: GDC: Changed formula in this row
Note on C289: GDC: Removed multiplication with F222
Note on E73: HP: LOSSES OF THIS LT CATEGORY . THESE LOSSES INCLUDES LOSSES AT 11 KV & 33 KV LEVEL CAUSED BY THIS CATEGORY OF SALES.

## Load Shapes
LOAD SHAPES
Expected Hourly Percentage Loads in a Day -Category Wise
| Low Tension Categories | [9 empty] | High tension (11kV) | [9 empty] | High tension (33kV) | [8 empty] | EHT
Hour of the Day | Domestic (LT I) | Commercial (LT II) | Industry (LT III) | Cottage Industry (LT IV) | Agriculture (LT V) | Street Lighting & PWS (LT VI) | Others (LT VII & LT VIII) | Spare | CPWS (Carved out of LT -VI CPWS sales & LT: III Industry Category) | Others 2 | Industry (HT IA) | Ferro Alloys (HT IB) | Others (HT II) | Railway Stations, Bus Stations & Airports (HT III) | Irrigation, Agriculture & CPWS (HT IV) | Townships & Residential Colonies (HT VI) | Spare (Temporary) | RESCOS | CPWS (Carved out of LT -VI CPWS sales & LT: III Industry Category) | Others 2 | Industry (HT IA) | Ferro Alloys (HT IB) | Others (HT II) | Railway Stations, Bus Stations & Airports (HT III) | Irrigation, Agriculture & CPWS (HT IV) | Townships & Residential Colonies (HT VI) | Spare (Temporary) | CPWS (Carved out of LT -VI CPWS sales & LT: III Industry Category) | Others 2 | Industry (HT IA) | Ferro Alloys (HT IB) | Others (HT II) | Railway Stations, Bus Stations & Airports (HT III) | Irrigation, Agriculture & CPWS (HT IV) | Traction (HT V) | HMR (HT VB) | Spare (Temporary) | CPWS (Carved out of LT -VI CPWS sales & LT: III Industry Category) | Townships & Residential Colonies | Total demand for the hour
1 A:M | 72.84% | 56.29% | 74.48% | 28.71% | 60.07% | 50% | 50% | 1% | 0% | 0% | 86.91% | 99.34% | 73.65% | 74.31% | 86.33% | 50% | 70.42% | 57.2% | 0% | 0% | 79.44% | 98.73% | 73.4% | 28.71% | 86.64% | 64.89% | 61.33% | 0% | 0% | 90.29% | 92.95% | 96.41% | 28.71% | 78.91% | 65% | 79.28% | 1% | 0% | 1% | 2460.7234 | 73.04%
2 A:M | 68.45% | 54.57% | 68.86% | 25.55% | 60.94% | 50% | 50% | 1% | 0% | 0% | 80.63% | 98.66% | 69.3% | 71.49% | 86.56% | 50% | 70.71% | 57.16% | 0% | 0% | 77.37% | 98.83% | 73.08% | 25.55% | 87.61% | 65.54% | 62.64% | 0% | 0% | 89.56% | 92.55% | 95.57% | 25.55% | 79.55% | 67% | 84.35% | 1% | 0% | 1% | 2428.7322 | 72.1%
3 A:M | 71.27% | 54.25% | 74.39% | 24.82% | 62.57% | 50% | 50% | 1% | 0% | 0% | 85.74% | 99.79% | 65.73% | 69.44% | 87.26% | 50% | 70.5% | 56.73% | 0% | 0% | 82.89% | 98.64% | 72.93% | 24.82% | 87.89% | 66.95% | 66.9% | 0% | 0% | 90.15% | 100% | 96.17% | 24.82% | 81.77% | 71% | 86.88% | 1% | 0% | 1% | 2498.0086 | 74.15%
4 A:M | 72.41% | 55.73% | 75.79% | 31.32% | 65.57% | 45% | 45% | 1% | 0% | 0% | 86.88% | 99.14% | 63.03% | 70.65% | 89.53% | 50% | 71.75% | 61.87% | 0% | 0% | 84.77% | 98.67% | 73.55% | 31.32% | 96.64% | 68.27% | 71.58% | 0% | 0% | 91.16% | 94.54% | 97.75% | 31.32% | 100% | 73% | 88.38% | 1% | 0% | 1% | 2639.8651 | 78.36%
5 A:M | 76.2% | 58.9% | 79% | 27.02% | 69.92% | 50% | 50% | 1% | 0% | 0% | 88.09% | 98.66% | 63.28% | 73.58% | 91.22% | 50% | 73.31% | 68.75% | 0% | 0% | 87.07% | 98.81% | 78.71% | 27.02% | 90.17% | 69.37% | 74.8% | 0% | 0% | 94.47% | 96.96% | 98.06% | 27.02% | 83.49% | 74% | 89.46% | 1% | 0% | 1% | 2694.8235 | 79.99%
6 A:M | 82.85% | 63.01% | 83.21% | 33.22% | 76.83% | 50% | 50% | 1% | 0% | 0% | 90.01% | 96.83% | 64.78% | 74.04% | 93.51% | 50% | 75.35% | 78.25% | 0% | 0% | 90.24% | 98.79% | 93.37% | 33.22% | 93.82% | 76.19% | 79.67% | 0% | 0% | 88.15% | 95.24% | 98.45% | 33.22% | 80.27% | 78% | 90.71% | 1% | 0% | 1% | 2861.8285 | 84.95%
7 A:M | 93.97% | 70.37% | 84.86% | 90% | 88.15% | 50% | 50% | 1% | 0% | 0% | 91.24% | 97.27% | 72.87% | 74.38% | 95.35% | 56.87% | 76.55% | 94.77% | 0% | 0% | 95.41% | 99.22% | 100% | 41.19% | 92.92% | 90.82% | 87.98% | 0% | 0% | 74.06% | 95.13% | 98.03% | 41.19% | 80.63% | 87% | 92.77% | 1% | 0% | 1% | 3153.3686 | 93.61%
8 A:M | 100% | 75.88% | 87.49% | 44.4% | 97.76% | 40% | 40% | 1% | 0% | 0% | 91.81% | 96.55% | 72.92% | 60.13% | 97.43% | 100% | 77.08% | 100% | 0% | 0% | 98.87% | 99.82% | 95.79% | 44.4% | 100% | 100% | 93.71% | 0% | 0% | 66.22% | 93.96% | 98.11% | 44.4% | 83.46% | 99% | 92.69% | 1% | 0% | 1% | 3368.7809 | 100%
9 A:M | 94.6% | 74.36% | 92.15% | 55.5% | 100% | 40% | 40% | 1% | 0% | 0% | 96.76% | 98.25% | 72.41% | 54.67% | 99.98% | 100% | 76.68% | 94.43% | 0% | 0% | 99.61% | 98.61% | 92.56% | 55.5% | 93.84% | 92.91% | 93.41% | 0% | 0% | 63.86% | 93.42% | 96.71% | 55.5% | 82.83% | 99.76% | 94.86% | 1% | 0% | 1% | 3357.7709 | 99.67%
10 A:M | 89.24% | 74.67% | 97.2% | 56.33% | 98.42% | 40% | 40% | 1% | 0% | 0% | 98.44% | 97.7% | 74.49% | 58.84% | 100% | 49.18% | 81.7% | 95.62% | 0% | 0% | 100% | 97.83% | 87.48% | 56.33% | 96.74% | 83.94% | 94.31% | 0% | 0% | 57.87% | 93.36% | 96.6% | 56.33% | 84.68% | 91% | 96.95% | 1% | 0% | 1% | 3298.2346 | 97.91%
11 A:M | 85.13% | 80.49% | 100% | 70.22% | 97.14% | 40% | 40% | 1% | 0% | 0% | 98.72% | 96.73% | 76.92% | 61.09% | 98.95% | 47.25% | 82.3% | 95.15% | 0% | 0% | 99.48% | 96.82% | 82.95% | 70.22% | 94.42% | 82.5% | 94.76% | 0% | 0% | 55.17% | 90.52% | 96.36% | 70.22% | 83.6% | 88% | 96.3% | 1% | 0% | 1% | 3250.4399 | 96.49%
12 A:M | 82.81% | 82.87% | 99.47% | 88.44% | 95.64% | 30% | 30% | 30% | 0% | 0% | 98.19% | 96.19% | 78.25% | 64.81% | 97.85% | 47.25% | 86.66% | 85.07% | 0% | 0% | 98.27% | 93.42% | 80.51% | 88.44% | 94.4% | 80.49% | 97.57% | 0% | 0% | 55.69% | 92.48% | 99.37% | 88.44% | 84.82% | 82% | 96.42% | 1% | 0% | 1% | 3190.2005 | 94.7%
13 P:M | 80.58% | 83% | 97.31% | 70% | 94.42% | 30% | 30% | 30% | 0% | 0% | 96.06% | 97.48% | 78.66% | 63.22% | 99.02% | 53.3% | 86.75% | 77.03% | 0% | 0% | 98.7% | 94.25% | 77.69% | 99% | 91.12% | 78.3% | 96.48% | 0% | 0% | 57.82% | 93.08% | 98.66% | 99% | 86.85% | 85% | 92.85% | 1% | 0% | 1% | 3150.5196 | 93.52%
14 P:M | 78.12% | 81.85% | 95.33% | 95.98% | 94.19% | 30% | 30% | 30% | 0% | 0% | 94.48% | 97.93% | 81.07% | 65.76% | 98.5% | 49.45% | 85.5% | 81.32% | 0% | 0% | 98.52% | 93.22% | 76.84% | 95.98% | 91.53% | 78.07% | 100% | 0% | 0% | 55.41% | 92.25% | 98.09% | 95.98% | 84.87% | 78% | 92.99% | 1% | 0% | 1% | 3115.9902 | 92.5%
15 P:M | 76.99% | 81.28% | 97.17% | 87.53% | 92.84% | 30% | 30% | 30% | 0% | 0% | 96.95% | 98.97% | 83.75% | 73.27% | 99.48% | 49.45% | 85.96% | 86.57% | 0% | 0% | 97.42% | 96.61% | 77.63% | 87.53% | 90.76% | 78.71% | 98.13% | 0% | 0% | 48.65% | 94.13% | 97.98% | 87.53% | 85.57% | 75% | 93.28% | 1% | 0% | 1% | 3093.1677 | 91.82%
16 P:M | 76.44% | 81.54% | 98.5% | 86.12% | 91.23% | 50% | 50% | 30% | 0% | 0% | 97.77% | 99.34% | 81.16% | 81.63% | 98.22% | 49.73% | 86.63% | 86.4% | 0% | 0% | 98.28% | 97.42% | 77.95% | 86.12% | 92.15% | 79.58% | 97.19% | 0% | 0% | 57% | 90.39% | 97.87% | 82% | 84.24% | 80% | 93.2% | 1% | 0% | 1% | 3097.3539 | 91.94%
17 P:M | 79.09% | 83.7% | 98.45% | 86.36% | 86.78% | 50% | 50% | 30% | 0% | 0% | 99.51% | 99.32% | 80.49% | 91.25% | 96.11% | 49.73% | 91.35% | 84.62% | 0% | 0% | 93.54% | 96.56% | 75.65% | 86.36% | 91.53% | 78.88% | 90.49% | 0% | 0% | 84.55% | 90.75% | 99.21% | 86.36% | 85.28% | 99% | 94.56% | 1% | 0% | 1% | 3100.5866 | 92.04%
18 P:M | 89.81% | 93.65% | 97.87% | 78.95% | 49.34% | 70% | 70% | 30% | 0% | 0% | 100% | 98.1% | 89.68% | 96.5% | 87.54% | 56.59% | 98.63% | 87.55% | 0% | 0% | 68.49% | 97.89% | 62.7% | 78.95% | 90.43% | 64.91% | 51.97% | 0% | 0% | 97.59% | 91.19% | 100% | 78.95% | 84.64% | 93.77% | 91.7% | 1% | 0% | 1% | 2645.2084 | 78.52%
19 P:M | 97.39% | 100% | 93.24% | 75.23% | 31.35% | 100% | 100% | 30% | 0% | 0% | 99.93% | 99.85% | 98.9% | 100% | 82.72% | 100% | 100% | 88.23% | 0% | 0% | 64.9% | 98.91% | 69.4% | 74% | 89.07% | 58.74% | 41.07% | 0% | 0% | 100% | 83.56% | 99.26% | 75.23% | 86.68% | 80% | 91.64% | 1% | 0% | 1% | 2465.5942 | 73.19%
20 P:M | 96.71% | 96.48% | 89.21% | 79.95% | 29.18% | 90% | 90% | 30% | 0% | 0% | 95.27% | 100% | 100% | 94.08% | 78.1% | 100% | 97.54% | 83.38% | 0% | 0% | 61.26% | 98.84% | 68.71% | 79.95% | 91.79% | 54.36% | 37.63% | 0% | 0% | 97.45% | 85.04% | 99.21% | 79.95% | 84% | 92.19% | 90.85% | 1% | 0% | 1% | 2389.4442 | 70.93%
21 P:M | 92.47% | 86.95% | 86.21% | 60.64% | 26.9% | 60% | 60% | 30% | 0% | 0% | 93.25% | 98.88% | 97.9% | 90.18% | 75.56% | 100% | 93.6% | 73.88% | 0% | 0% | 59.07% | 98.85% | 69.02% | 60.64% | 88.86% | 51.11% | 34.33% | 0% | 0% | 98.26% | 83.06% | 98.1% | 60.64% | 82.82% | 80% | 90.77% | 1% | 0% | 1% | 2237.4923 | 66.42%
22 P:M | 86.32% | 72.99% | 82.3% | 51.13% | 25.06% | 60% | 60% | 30% | 0% | 0% | 91.8% | 99.38% | 89.33% | 86.52% | 75.97% | 100% | 88.3% | 67.62% | 0% | 0% | 57.07% | 99.44% | 67.22% | 51.13% | 88.66% | 48.31% | 32.5% | 0% | 0% | 90.25% | 91.29% | 97.97% | 51.13% | 81.35% | 75% | 91.94% | 1% | 0% | 1% | 2105.9694 | 62.51%
23 P:M | 79.97% | 65.87% | 78.27% | 44.39% | 23.64% | 50% | 50% | 30% | 0% | 0% | 90.39% | 99.74% | 84.62% | 83.87% | 76.61% | 50% | 82.45% | 60.5% | 0% | 0% | 57.43% | 99.84% | 64.27% | 44.39% | 87.51% | 53.93% | 39.65% | 0% | 0% | 77.16% | 93.84% | 98.21% | 44.39% | 81.62% | 65% | 86.78% | 1% | 0% | 1% | 1977.3526 | 58.7%
24 P:M | 75.37% | 60.25% | 76.17% | 37.28% | 35.36% | 50% | 50% | 30% | 0% | 0% | 88.84% | 99.45% | 78.85% | 79.45% | 77.12% | 50% | 80.26% | 60.5% | 0% | 0% | 72.8% | 100% | 70.88% | 37.28% | 87.38% | 53.93% | 39.65% | 0% | 0% | 77.47% | 93.31% | 98.21% | 37.28% | 81.75% | 60% | 83.87% | 1% | 0% | 1% | 2112.3117 | 62.7%
Note: Demand readings on the Feeders are assumed to be taken after switching operation takes place. | [39 empty] | 3368.7809
Load Factor | 83.29% | 74.54% | 87.79% | 59.55% | 68.89% | 50.21% | 50.21% | 16.71% | 0% | 0% | 93.24% | 98.48% | 78.84% | 75.55% | 90.37% | 62.87% | 82.92% | 78.44% | 0% | 0% | 84.2% | 97.92% | 77.59% | 58.67% | 91.5% | 71.7% | 72.41% | 0% | 0% | 77.43% | 92.21% | 97.93% | 58.55% | 83.9% | 80.74% | 90.98% | 1% | 0% | 1%
Sum of load factors % | 19.9902 | 17.8892 | 21.0693 | 14.2909 | 16.533 | 12.05 | 12.05 | 4.01 | 0 | 0 | 22.3767 | 23.6352 | 18.9206 | 18.1316 | 21.689 | 15.0879 | 19.9001 | 18.8261 | 0 | 0 | 20.209 | 23.5003 | 18.6227 | 14.0805 | 21.9589 | 17.2069 | 17.3774 | 0 | 0 | 18.5826 | 22.1302 | 23.5035 | 14.0516 | 20.1368 | 19.3772 | 21.8348 | 0.24 | 0 | 0.24
Peak % | 100% | 100% | 100% | 95.98% | 100% | 100% | 100% | 30% | 0% | 0% | 100% | 100% | 100% | 100% | 100% | 100% | 100% | 100% | 0% | 0% | 100% | 100% | 100% | 99% | 100% | 100% | 100% | 0% | 0% | 100% | 100% | 100% | 99% | 100% | 99.76% | 96.95% | 1% | 0% | 1%
Cat: Peak Demand | 689.5941 | 168.2178 | 34.1638 | 2.0654 | 1513.5951 | 90.7548 | 17.377 | 10.302 | 0 | 0 | 184.3013 | 0 | 31.0202 | 1.276 | 24.6536 | 1.7046 | 4.3596 | 163.5091 | 0 | 0 | 52.089 | 0.0045959 | 0.67725 | 0 | 48.5132 | 4.6041 | 0.34118 | 0 | 0 | 109.5226 | 0 | 0.6974 | 0 | 396.7447 | 90.6305 | 0 | 11.1457 | 0 | 1276.5387
Daily MU | 13.7851 | 3.0093 | 0.71981 | 0.029517 | 25.0243 | 1.0936 | 0.20939 | 0.041311 | 0 | 0 | 4.1241 | 0 | 0.58692 | 0.023136 | 0.53471 | 0.025718 | 0.086756 | 3.0782 | 0 | 0 | 1.0527 | 0.00010801 | 0.012612 | 0 | 1.0653 | 0.079222 | 0.0059287 | 0 | 0 | 2.0352 | 0 | 0.016391 | 0 | 7.9892 | 1.7562 | 0 | 0.002675 | 0 | 0.30637
Total Daily MU | 66.3874
Annual Load Factor | 13.7851 | 3.0093 | 0.71981 | 0.029517 | 25.0243 | 1.0936 | 0.20939 | 0.041311 | 0 | 0 | 4.1241 | 0 | 0.58692 | 0.023136 | 0.53471 | 0.025718 | 0.086756 | 3.0782 | 0 | 0 | 1.0527 | 0.00010801 | 0.012612 | 0 | 1.0653 | 0.079222 | 0.0059287 | 0 | 0 | 2.0352 | 0 | 0.016391 | 0 | 7.9892 | 1.7562 | 0 | 0.002675 | 0 | 0.30637
0
0
Note on B36: GDC: IFERROR formula is built to avoid #div0 occuring because of new categories
Note on E7: Viplaw Dahidule: Last year data
Note on G7: Viplaw Dahidule: Last year data
Note on H7: GDC: Last years' data!
Note on I7: GDC: Last years' data!
Note on J6: GDC: New Category
Note on J7: GDC: New categeroy.
Note on K6: GDC: New Category
Note on K7: GDC: New categeroy.
Note on S6: GDC: New Category added
Note on S7: GDC: Last years' data!
Note on T6: GDC: New Category
Note on T7: GDC: New categeroy.
Note on U6: GDC: New Category
Note on U7: GDC: New categeroy.
Note on W7: GDC: Last years' data!
Note on Y7: GDC: Last years' data!
Note on AC6: GDC: New Category
Note on AC7: GDC: New categeroy.
Note on AD6: GDC: New Category
Note on AD7: GDC: New categeroy.
Note on AG7: GDC: Last years' data!
Note on AL7: GDC: Last years' data!
Note on AM6: GDC: New Category
Note on AM7: GDC: New categeroy.
Note on AN6: GDC: Input values
Note on AN7: GDC: Input values

## Cust-Demand
CUST-DEMAND
Category Wise Expected Hourly Demands at AP TRANSCO exit Point on the Peak day (MU)
| Low Tension Categories | [9 empty] | High tension | [9 empty] | High Tension (33kV) | [8 empty] | EHT | [10 empty] | Total System Demand
Hour of the Day | Domestic | Commercial | Industry | Cottage Industry | Agriculture | Street Lighting & PWS | Others | Spare | CPWS (Carved out of LT -VI CPWS sales & LT: III Industry Category) | Others 2 | Industry | Ferro Alloys | Others | Railway Stations, Bus Stations & Airports | Irrigation, Agriculture & CPWS | Townships & Residential Colonies | Spare (Temporary) | RESCOS | CPWS (Carved out of HT -IV(B) CPWS sales & HT: I (A) Industry Category) | Others 2 | Industry | Ferro Alloys | Others | Railway Stations, Bus Stations & Airports | Irrigation, Agriculture & CPWS | Townships & Residential Colonies | Spare (Temporary) | CPWS (Carved out of HT -IV(B) CPWS sales & HT: I (A) Industry Category) | Others 2 | Industry | Ferro Alloys | Others | Railway Stations, Bus Stations & Airports | Irrigation, Agriculture & CPWS | Traction | HMR (HT VB) | Spare (Temporary) | CPWS (Carved out of HT -IV(B) CPWS sales & HT: I (A) Industry Category) | Townships & Residential Colonies | LT | HT (11kV) | HT (33kV) | EHT | Total Demand
1 A:M | 447.9046 | 84.4259 | 22.6897 | 0.52878 | 810.7991 | 40.4623 | 7.7474 | 0.091861 | 0 | 0 | 147.9032 | 0 | 21.0967 | 0.87554 | 19.6522 | 0.787 | 2.8349 | 89.5134 | 0 | 0 | 39.9249 | 0.0043778 | 0.47963 | 0 | 40.555 | 2.8823 | 0.20187 | 0 | 0 | 98.885 | 0 | 0.67233 | 0 | 313.0738 | 58.9098 | 0 | 0.11146 | 0 | 12.7654 | 1414.6497 | 282.6629 | 84.0481 | 484.4179 | 2265.7786 |  | 76.04% | 1 A:M | Morning
2 A:M | 421.6325 | 81.9866 | 21.011 | 0.47129 | 823.9019 | 40.5308 | 7.7605 | 0.092017 | 0 | 0 | 137.3894 | 0 | 19.8757 | 0.84341 | 19.7305 | 0.788 | 2.8503 | 89.5075 | 0 | 0 | 38.9097 | 0.004385 | 0.47781 | 0 | 41.032 | 2.9133 | 0.20631 | 0 | 0 | 98.0919 | 0 | 0.66653 | 0 | 315.6094 | 60.7224 | 0 | 0.11146 | 0 | 12.7654 | 1397.3867 | 270.9848 | 83.5434 | 487.9672 | 2239.8821 |  | 75.17% | 2 A:M | Morning
3 A:M | 437.7375 | 81.2822 | 22.6364 | 0.45653 | 843.502 | 40.4169 | 7.7387 | 0.091758 | 0 | 0 | 145.8189 | 0 | 18.8152 | 0.81764 | 19.8513 | 0.78647 | 2.8361 | 88.7415 | 0 | 0 | 41.6413 | 0.0043725 | 0.47634 | 0 | 41.1222 | 2.973 | 0.22015 | 0 | 0 | 98.7396 | 0 | 0.67069 | 0 | 324.4228 | 64.3477 | 0 | 0.11146 | 0 | 12.7654 | 1433.8621 | 277.6671 | 86.4373 | 501.0576 | 2299.024 |  | 77.16% | 3 A:M | Morning
4 A:M | 443.2917 | 83.2261 | 22.9869 | 0.57424 | 881.1013 | 36.257 | 6.9422 | 0.09146 | 0 | 0 | 147.4179 | 0 | 18.0026 | 0.83 | 20.3213 | 0.78469 | 2.8801 | 96.6843 | 0 | 0 | 42.5385 | 0.0043685 | 0.47986 | 0 | 45.1657 | 3.0281 | 0.23528 | 0 | 0 | 99.8454 | 0 | 0.68171 | 0 | 396.7447 | 66.1603 | 0 | 0.11146 | 0 | 12.7654 | 1474.4709 | 286.9208 | 91.4517 | 576.3089 | 2429.1523 |  | 81.52% | 4 A:M | Morning
5 A:M | 463.6557 | 87.4256 | 23.8158 | 0.49251 | 933.7903 | 40.0403 | 7.6666 | 0.090903 | 0 | 0 | 148.8641 | 0 | 17.9989 | 0.86088 | 20.6212 | 0.78148 | 2.9307 | 107.2071 | 0 | 0 | 43.6048 | 0.0043661 | 0.51255 | 0 | 42.0597 | 3.0705 | 0.24537 | 0 | 0 | 103.4661 | 0 | 0.68384 | 0 | 331.2603 | 67.0666 | 0 | 0.11146 | 0 | 12.7654 | 1556.9778 | 299.2643 | 89.4973 | 515.3537 | 2461.093 |  | 82.6% | 5 A:M | Morning
6 A:M | 499.3964 | 92.6525 | 24.8484 | 0.59969 | 1016.5438 | 39.6648 | 7.5947 | 0.090051 | 0 | 0 | 151.1523 | 0 | 18.309 | 0.86077 | 21.0046 | 0.77653 | 2.9929 | 121.6253 | 0 | 0 | 45.05 | 0.0043515 | 0.60607 | 0 | 43.6232 | 3.3621 | 0.26052 | 0 | 0 | 96.5451 | 0 | 0.68656 | 0 | 318.476 | 70.6918 | 0 | 0.11146 | 0 | 12.7654 | 1681.3904 | 316.7215 | 92.9062 | 499.2762 | 2590.2944 |  | 86.93% | 6 A:M | Morning
7 A:M | 557.771 | 101.8905 | 24.9542 | 1.6001 | 1148.4335 | 39.0599 | 7.4789 | 0.088677 | 0 | 0 | 151.6471 | 0 | 20.3852 | 0.85594 | 21.1998 | 0.87417 | 3.0098 | 146.5266 | 0 | 0 | 47.3969 | 0.0043489 | 0.64588 | 0 | 42.9881 | 3.9877 | 0.28627 | 0 | 0 | 81.1092 | 0 | 0.68368 | 0 | 319.8772 | 78.8485 | 0 | 0.11146 | 0 | 12.7654 | 1881.2767 | 344.4985 | 95.3092 | 493.3955 | 2814.4799 |  | 94.46% | 7 A:M | Morning
8 A:M | 587.4164 | 108.7242 | 25.4617 | 0.78116 | 1260.4402 | 30.923 | 5.9209 | 0.087755 | 0 | 0 | 151.547 | 0 | 20.2591 | 0.68719 | 21.5132 | 1.5267 | 3.0099 | 154.0779 | 0 | 0 | 48.9516 | 0.0043608 | 0.61661 | 0 | 46.1114 | 4.3762 | 0.30389 | 0 | 0 | 72.524 | 0 | 0.68421 | 0 | 331.1205 | 89.7242 | 0 | 0.11146 | 0 | 12.7654 | 2019.7554 | 352.6209 | 100.364 | 506.9298 | 2979.6701 |  | 100% | 8 A:M | Morning
9 A:M | 555.8205 | 106.5875 | 26.8234 | 0.97667 | 1289.6618 | 30.9311 | 5.9224 | 0.087778 | 0 | 0 | 159.7584 | 0 | 20.1208 | 0.62493 | 22.081 | 1.527 | 2.9946 | 145.5121 | 0 | 0 | 49.3219 | 0.0043083 | 0.59587 | 0 | 43.2782 | 4.0663 | 0.30295 | 0 | 0 | 69.939 | 0 | 0.67443 | 0 | 328.6288 | 90.4089 | 0 | 0.11146 | 0 | 12.7654 | 2016.8112 | 352.6189 | 97.5696 | 502.528 | 2969.5277 |  | 99.66% | 9 A:M | Morning
10 A:M | 525.8673 | 107.3374 | 28.3776 | 0.99422 | 1272.9979 | 31.0217 | 5.9398 | 0.088035 | 0 | 0 | 162.8161 | 0 | 20.7362 | 0.67377 | 22.1248 | 0.75225 | 3.1966 | 147.4726 | 0 | 0 | 49.5577 | 0.0042778 | 0.56366 | 0 | 44.6525 | 3.677 | 0.30612 | 0 | 0 | 63.3809 | 0 | 0.67366 | 0 | 335.956 | 82.4738 | 0 | 0.11146 | 0 | 12.7654 | 1972.624 | 357.7723 | 98.7612 | 495.3611 | 2924.5186 |  | 98.15% | 10 A:M | Morning
11 A:M | 502.6391 | 115.9328 | 29.2524 | 1.2418 | 1258.9984 | 31.0832 | 5.9516 | 0.08821 | 0 | 0 | 163.4851 | 0 | 21.4398 | 0.70042 | 21.9197 | 0.72375 | 3.2239 | 146.8495 | 0 | 0 | 49.3294 | 0.0042363 | 0.53481 | 0 | 43.6082 | 3.616 | 0.30777 | 0 | 0 | 60.4272 | 0 | 0.67205 | 0 | 331.6689 | 79.7548 | 0 | 0.11146 | 0 | 12.7654 | 1945.1875 | 358.3422 | 97.4005 | 485.3999 | 2886.3301 |  | 96.87% | 11 A:M | Morning
12 A:M | 490.4088 | 119.7076 | 29.1824 | 1.5686 | 1243.0868 | 23.3807 | 4.4768 | 2.654 | 0 | 0 | 162.9564 | 0 | 21.8562 | 0.74464 | 21.7227 | 0.72527 | 3.4021 | 131.4359 | 0 | 0 | 48.7807 | 0.0040914 | 0.51958 | 0 | 43.6417 | 3.5316 | 0.31722 | 0 | 0 | 60.9901 | 0 | 0.69299 | 0 | 336.5049 | 74.317 | 0 | 0.11146 | 0 | 12.7654 | 1914.4657 | 342.8433 | 96.795 | 485.3819 | 2839.4859 |  | 95.3% | 12 A:M | Noon
13 P:M | 478.4099 | 120.1995 | 28.6193 | 1.2447 | 1230.3329 | 23.4395 | 4.488 | 2.6607 | 0 | 0 | 159.7127 | 0 | 22.0107 | 0.72769 | 22.0212 | 0.81954 | 3.4116 | 119.1144 | 0 | 0 | 49.0385 | 0.0041319 | 0.50186 | 0 | 42.1619 | 3.4384 | 0.31397 | 0 | 0 | 63.3245 | 0 | 0.68805 | 0 | 344.569 | 77.0359 | 0 | 0.11146 | 0 | 12.7654 | 1889.3946 | 327.8178 | 95.4587 | 498.4943 | 2811.1654 |  | 94.34% | 13 P:M | Evening
14 P:M | 464.2675 | 118.6616 | 28.0682 | 1.7085 | 1228.6777 | 23.4636 | 4.4926 | 2.6635 | 0 | 0 | 157.177 | 0 | 22.6995 | 0.75745 | 21.9184 | 0.76085 | 3.3647 | 125.7974 | 0 | 0 | 48.9611 | 0.0040876 | 0.49649 | 0 | 42.3645 | 3.4295 | 0.32551 | 0 | 0 | 60.6823 | 0 | 0.68405 | 0 | 336.7215 | 70.6918 | 0 | 0.11146 | 0 | 12.7654 | 1872.0032 | 332.4753 | 95.5811 | 481.6565 | 2781.7161 |  | 93.36% | 14 P:M | Evening
15 P:M | 457.9984 | 117.9478 | 28.639 | 1.5597 | 1212.2251 | 23.4879 | 4.4973 | 2.6662 | 0 | 0 | 161.3602 | 0 | 23.4603 | 0.84433 | 22.1478 | 0.76121 | 3.3844 | 133.9452 | 0 | 0 | 48.4297 | 0.0042375 | 0.50174 | 0 | 42.0214 | 3.4581 | 0.3195 | 0 | 0 | 53.2844 | 0 | 0.68329 | 0 | 339.4926 | 67.9729 | 0 | 0.11146 | 0 | 12.7654 | 1849.0214 | 345.9035 | 94.7347 | 474.31 | 2763.9696 |  | 92.76% | 15 P:M | Evening
16 P:M | 454.8436 | 118.3556 | 29.038 | 1.5349 | 1191.5747 | 39.157 | 7.4975 | 2.6669 | 0 | 0 | 162.7532 | 0 | 22.7403 | 0.94079 | 21.871 | 0.76556 | 3.411 | 133.692 | 0 | 0 | 48.8555 | 0.0042731 | 0.50383 | 0 | 42.6647 | 3.4966 | 0.31647 | 0 | 0 | 62.4241 | 0 | 0.68252 | 0 | 334.2153 | 72.5044 | 0 | 0.11146 | 0 | 12.7654 | 1844.6683 | 346.174 | 95.8413 | 482.7031 | 2769.3867 |  | 92.94% | 16 P:M | Evening
17 P:M | 471.8189 | 121.7995 | 29.0959 | 1.5431 | 1136.3253 | 39.255 | 7.5162 | 2.6736 | 0 | 0 | 165.909 | 0 | 22.5892 | 1.0534 | 21.436 | 0.7668 | 3.6029 | 131.0521 | 0 | 0 | 46.5411 | 0.004239 | 0.48934 | 0 | 42.4138 | 3.469 | 0.29489 | 0 | 0 | 92.6032 | 0 | 0.69189 | 0 | 338.3546 | 89.7242 | 0 | 0.11146 | 0 | 12.7654 | 1810.0275 | 346.4095 | 93.2124 | 534.2507 | 2783.9002 |  | 93.43% | 17 P:M | Evening
18 P:M | 549.106 | 139.6667 | 29.644 | 1.4458 | 662.0634 | 56.3251 | 10.7847 | 2.7402 | 0 | 0 | 169.3826 | 0 | 25.5679 | 1.1317 | 19.8347 | 0.88659 | 3.9518 | 136.6785 | 0 | 0 | 34.3442 | 0.004331 | 0.40878 | 0 | 42.2324 | 2.8771 | 0.17067 | 0 | 0 | 106.8884 | 0 | 0.6974 | 0 | 335.8176 | 84.9854 | 0 | 0.11146 | 0 | 12.7654 | 1451.7759 | 357.4338 | 80.0374 | 541.2656 | 2430.5127 |  | 81.57% | 18 P:M | Evening
19 P:M | 601.201 | 150.5862 | 28.5151 | 1.391 | 424.7549 | 81.2424 | 15.5557 | 2.7667 | 0 | 0 | 170.306 | 0 | 28.3719 | 1.18 | 18.858 | 1.5763 | 4.0316 | 138.1689 | 0 | 0 | 32.6415 | 0.0043892 | 0.45382 | 0 | 41.7226 | 2.6112 | 0.1353 | 0 | 0 | 109.5226 | 0 | 0.69226 | 0 | 343.8899 | 72.5044 | 0 | 0.11146 | 0 | 12.7654 | 1306.0128 | 362.4926 | 77.5687 | 539.486 | 2285.5602 |  | 76.71% | 19 P:M | Evening
20 P:M | 599.2214 | 145.8257 | 27.3842 | 1.4837 | 396.8638 | 73.3885 | 14.0518 | 2.7769 | 0 | 0 | 162.7911 | 0 | 28.7615 | 1.1131 | 17.8521 | 1.5805 | 3.9428 | 130.7519 | 0 | 0 | 30.8527 | 0.0043918 | 0.44993 | 0 | 43.0544 | 2.4198 | 0.12411 | 0 | 0 | 106.7268 | 0 | 0.69193 | 0 | 333.2476 | 83.5542 | 0 | 0.11146 | 0 | 12.7654 | 1260.9961 | 346.7929 | 76.9054 | 537.0974 | 2221.7918 |  | 74.57% | 20 P:M | Evening
21 P:M | 577.0049 | 132.3433 | 26.6504 | 1.1333 | 368.4254 | 49.2707 | 9.434 | 2.7965 | 0 | 0 | 160.1203 | 0 | 28.2952 | 1.0722 | 17.3559 | 1.5881 | 3.802 | 116.1261 | 0 | 0 | 29.8173 | 0.0044031 | 0.45302 | 0 | 41.7782 | 2.2804 | 0.11352 | 0 | 0 | 107.6187 | 0 | 0.68417 | 0 | 328.5954 | 72.5044 | 0 | 0.11146 | 0 | 12.7654 | 1167.0584 | 328.3598 | 74.4469 | 522.2796 | 2092.1446 |  | 70.21% | 21 P:M | Evening
22 P:M | 541.7654 | 111.7441 | 25.5888 | 0.96121 | 345.1727 | 49.5585 | 9.4891 | 2.8128 | 0 | 0 | 158.2657 | 0 | 25.9213 | 1.0327 | 17.52 | 1.5945 | 3.601 | 106.5045 | 0 | 0 | 28.865 | 0.0044381 | 0.44207 | 0 | 41.7677 | 2.16 | 0.10766 | 0 | 0 | 98.8411 | 0 | 0.68327 | 0 | 322.7572 | 67.9729 | 0 | 0.11146 | 0 | 12.7654 | 1087.0926 | 314.4396 | 73.3469 | 503.1313 | 1978.0103 |  | 66.38% | 22 P:M | Evening
23 P:M | 504.6754 | 101.4047 | 24.4726 | 0.83913 | 327.5042 | 41.5276 | 7.9514 | 2.8284 | 0 | 0 | 156.4306 | 0 | 24.6496 | 1.0049 | 17.7356 | 0.8003 | 3.3754 | 95.479 | 0 | 0 | 29.1057 | 0.0044641 | 0.42349 | 0 | 41.302 | 2.4157 | 0.1316 | 0 | 0 | 84.5045 | 0 | 0.68491 | 0 | 323.8276 | 58.9098 | 0 | 0.11146 | 0 | 12.7654 | 1011.2034 | 299.4752 | 73.383 | 480.8037 | 1864.8653 |  | 62.59% | 23 P:M | Evening
24 P:M | 472.1422 | 92.0695 | 23.6404 | 0.69944 | 486.1994 | 41.222 | 7.8929 | 2.8076 | 0 | 0 | 153.0159 | 0 | 22.8574 | 0.94733 | 17.7672 | 0.79647 | 3.2698 | 95.2542 | 0 | 0 | 36.8044 | 0.0044605 | 0.46586 | 0 | 41.1421 | 2.4098 | 0.13128 | 0 | 0 | 84.8502 | 0 | 0.68491 | 0 | 324.3542 | 54.3783 | 0 | 0.11146 | 0 | 12.7654 | 1126.6735 | 293.9084 | 80.9579 | 477.1444 | 1978.6842 |  | 66.41% | 24 P:M | Mid Night
Peak day | 601.201 | 150.5862 | 29.644 | 1.7085 | 1289.6618 | 81.2424 | 15.5557 | 2.8284 | 0 | 0 | 170.306 | 0 | 28.7615 | 1.18 | 22.1478 | 1.5945 | 4.0316 | 154.0779 | 0 | 0 | 49.5577 | 0.0044641 | 0.64588 | 0 | 46.1114 | 4.3762 | 0.32551 | 0 | 0 | 109.5226 | 0 | 0.6974 | 0 | 396.7447 | 90.4089 | 0 | 0.11146 | 0 | 12.7654 | 2019.7554 | 362.4926 | 100.364 | 576.3089 | 2979.6701 |  |  | 8 A:M | Morning
CUST-DEMAND (COINCIDENT morning) | 587.4164 | 108.7242 | 25.4617 | 0.78116 | 1260.4402 | 30.923 | 5.9209 | 0.087755 | 0 | 0 | 151.547 | 0 | 20.2591 | 0.68719 | 21.5132 | 1.5267 | 3.0099 | 154.0779 | 0 | 0 | 48.9516 | 0.0043608 | 0.61661 | 0 | 46.1114 | 4.3762 | 0.30389 | 0 | 0 | 72.524 | 0 | 0.68421 | 0 | 331.1205 | 89.7242 | 0 | 0.11146 | 0 | 12.7654 | 2019.7554 | 352.6209 | 100.364 | 506.9298
CUST-DEMAND (COINCIDENT evening) | 471.8189 | 121.7995 | 29.0959 | 1.5431 | 1136.3253 | 39.255 | 7.5162 | 2.6736 | 0 | 0 | 165.909 | 0 | 22.5892 | 1.0534 | 21.436 | 0.7668 | 3.6029 | 131.0521 | 0 | 0 | 46.5411 | 0.004239 | 0.48934 | 0 | 42.4138 | 3.469 | 0.29489 | 0 | 0 | 92.6032 | 0 | 0.69189 | 0 | 338.3546 | 89.7242 | 0 | 0.11146 | 0 | 12.7654 | 1810.0275 | 346.4095 | 93.2124 | 534.2507 |  |  |  |  | 86.43%
[45 empty] | Time Definition | 5 pm TO 11 pm |  | 2783.9002 | 17 P:M
195.7699
60.4609
Note on J6: GDC: New Category
Note on K6: GDC: New Category
Note on S6: GDC: New Category
Note on T6: GDC: New Category
Note on U6: GDC: New Category
Note on AM6: GDC: New Category
Note on AN6: GDC: New Category

## Cat-Shapes
CAT-SHAPES

## Cust-Sales
CUST-SALES
Category Wise Expected Hourly Sales Load on the Peak day (MU)
| Low Tension Categories | [9 empty] | High tension(11kV) | [9 empty] | High Tension (33kV) | [8 empty] | EHT | [9 empty] | Total Sales
Hour of the Day | Domestic (LT I) | Commercial (LT II) | Industry (LT III) | Cottage Industry (LT IV) | Agriculture (LT V) | Street Lighting & PWS (LT VI) | Others (LT VII & LT VIII) | Spare | CPWS (Carved out of LT -VI CPWS sales & LT: III Industry Category) | Others 2 | Industry (HT IA) | Ferro Alloys (HT IB) | Others (HT II) | Railway Stations, Bus Stations & Airports (HT III) | Irrigation, Agriculture & CPWS (HT IV) | Townships & Residential Colonies (HT VI) | Spare (Temporary) | RESCOS | CPWS (Carved out of HT -IV(B) CPWS sales & HT: I (A) Industry Category) | Others 2 | Industry (HT IA) | Ferro Alloys (HT IB) | Others (HT II) | Railway Stations, Bus Stations & Airports (HT III) | Irrigation, Agriculture & CPWS (HT IV) | Townships & Residential Colonies (HT VI) | Spare (Temporary) | CPWS (Carved out of HT -IV(B) CPWS sales & HT: I (A) Industry Category) | Others 2 | Industry (HT IA) | Ferro Alloys (HT IB) | Others (HT II) | Railway Stations, Bus Stations & Airports (HT III) | Irrigation, Agriculture & CPWS (HT IV) | Traction (HT VA) | HMR (HT VB) | Spare( Temporary) | CPWS (Carved out of HT -IV(B) CPWS sales & HT: I (A) Industry Category) | Townships & Residential Colonies | LT | HT (11kV) | HT (33kV) | EHT | Total Sales | Sales except EHT
1 A:M | 502.3133 | 94.6815 | 25.4459 | 0.59302 | 909.29 | 45.3774 | 8.6885 | 0.10302 | 0 | 0 | 160.1721 | 0 | 22.8467 | 0.94817 | 21.2824 | 0.85229 | 3.07 | 93.5282 | 0 | 0 | 41.3807 | 0.0045375 | 0.49712 | 0 | 42.0339 | 2.9874 | 0.20923 | 0 | 0 | 98.885 | 0 | 0.67233 | 0 | 313.0738 | 58.9098 | 0 | 0.11146 | 0 | 12.7654 | 1586.4927 | 302.7 | 87.1129 | 484.4179 | 2460.7234 | 1976.3055
2 A:M | 472.0509 | 91.7905 | 23.5235 | 0.52765 | 922.4233 | 45.3774 | 8.6885 | 0.10302 | 0 | 0 | 148.5978 | 0 | 21.4972 | 0.91222 | 21.3402 | 0.85229 | 3.0828 | 93.4621 | 0 | 0 | 40.3033 | 0.0045421 | 0.49492 | 0 | 42.5016 | 3.0176 | 0.2137 | 0 | 0 | 98.0919 | 0 | 0.66653 | 0 | 315.6094 | 60.7224 | 0 | 0.11146 | 0 | 12.7654 | 1564.4848 | 289.7445 | 86.5358 | 487.9672 | 2428.7322 | 1940.7651
3 A:M | 491.4623 | 91.2582 | 25.4146 | 0.51256 | 947.0274 | 45.3774 | 8.6885 | 0.10302 | 0 | 0 | 158.0211 | 0 | 20.3896 | 0.88606 | 21.5124 | 0.85229 | 3.0734 | 92.7513 | 0 | 0 | 43.175 | 0.0045336 | 0.49389 | 0 | 42.6368 | 3.0825 | 0.22826 | 0 | 0 | 98.7396 | 0 | 0.67069 | 0 | 324.4228 | 64.3477 | 0 | 0.11146 | 0 | 12.7654 | 1609.8439 | 297.4862 | 89.6209 | 501.0576 | 2498.0086 | 1996.9511
4 A:M | 499.3213 | 93.7455 | 25.8923 | 0.64682 | 992.4677 | 40.8397 | 7.8197 | 0.10302 | 0 | 0 | 160.1174 | 0 | 19.5535 | 0.9015 | 22.0719 | 0.85229 | 3.1282 | 101.1652 | 0 | 0 | 44.1566 | 0.0045346 | 0.49812 | 0 | 46.8837 | 3.1432 | 0.24423 | 0 | 0 | 99.8454 | 0 | 0.68171 | 0 | 396.7447 | 66.1603 | 0 | 0.11146 | 0 | 12.7654 | 1660.8359 | 307.7899 | 94.9304 | 576.3089 | 2639.8651 | 2063.5562
5 A:M | 525.4572 | 99.0787 | 26.9903 | 0.55815 | 1058.257 | 45.3774 | 8.6885 | 0.10302 | 0 | 0 | 162.3529 | 0 | 19.6298 | 0.93889 | 22.4897 | 0.85229 | 3.1962 | 112.414 | 0 | 0 | 45.3531 | 0.0045412 | 0.5331 | 0 | 43.746 | 3.1937 | 0.25521 | 0 | 0 | 103.4661 | 0 | 0.68384 | 0 | 331.2603 | 67.0666 | 0 | 0.11146 | 0 | 12.7654 | 1764.5104 | 321.8738 | 93.0857 | 515.3537 | 2694.8235 | 2179.4699
6 A:M | 571.3202 | 105.9965 | 28.4271 | 0.68606 | 1162.9478 | 45.3774 | 8.6885 | 0.10302 | 0 | 0 | 165.8975 | 0 | 20.0951 | 0.94474 | 23.0537 | 0.85229 | 3.2848 | 127.9442 | 0 | 0 | 47.0027 | 0.0045401 | 0.63234 | 0 | 45.5141 | 3.5078 | 0.27182 | 0 | 0 | 96.5451 | 0 | 0.68656 | 0 | 318.476 | 70.6918 | 0 | 0.11146 | 0 | 12.7654 | 1923.5465 | 342.0724 | 96.9333 | 499.2762 | 2861.8285 | 2362.5522
7 A:M | 647.984 | 118.3701 | 28.9903 | 1.8589 | 1334.1792 | 45.3774 | 8.6885 | 0.10302 | 0 | 0 | 168.1594 | 0 | 22.6049 | 0.94914 | 23.5081 | 0.96936 | 3.3375 | 154.9547 | 0 | 0 | 49.6991 | 0.0045601 | 0.67725 | 0 | 45.0762 | 4.1814 | 0.30017 | 0 | 0 | 81.1092 | 0 | 0.68368 | 0 | 319.8772 | 78.8485 | 0 | 0.11146 | 0 | 12.7654 | 2185.5513 | 374.483 | 99.9387 | 493.3955 | 3153.3686 | 2659.9731
8 A:M | 689.5941 | 127.6362 | 29.8907 | 0.91704 | 1479.6865 | 36.3019 | 6.9508 | 0.10302 | 0 | 0 | 169.1999 | 0 | 22.619 | 0.76724 | 24.0191 | 1.7046 | 3.3605 | 163.5091 | 0 | 0 | 51.5013 | 0.0045879 | 0.64873 | 0 | 48.5132 | 4.6041 | 0.31972 | 0 | 0 | 72.524 | 0 | 0.68421 | 0 | 331.1205 | 89.7242 | 0 | 0.11146 | 0 | 12.7654 | 2371.0802 | 385.1794 | 105.5915 | 506.9298 | 3368.7809 | 2861.8512
9 A:M | 652.3316 | 125.095 | 31.4809 | 1.1463 | 1513.5951 | 36.3019 | 6.9508 | 0.10302 | 0 | 0 | 178.3355 | 0 | 22.4605 | 0.6976 | 24.6487 | 1.7046 | 3.3428 | 154.4092 | 0 | 0 | 51.8848 | 0.0045322 | 0.62683 | 0 | 45.527 | 4.2776 | 0.31869 | 0 | 0 | 69.939 | 0 | 0.67443 | 0 | 328.6288 | 90.4089 | 0 | 0.11146 | 0 | 12.7654 | 2367.0047 | 385.5988 | 102.6395 | 502.528 | 3357.7709 | 2855.2429
10 A:M | 615.376 | 125.6075 | 33.2079 | 1.1634 | 1489.6771 | 36.3019 | 6.9508 | 0.10302 | 0 | 0 | 181.426 | 0 | 23.1063 | 0.75078 | 24.6536 | 0.83824 | 3.562 | 156.3432 | 0 | 0 | 52.089 | 0.0044963 | 0.59245 | 0 | 46.9332 | 3.8648 | 0.32176 | 0 | 0 | 63.3809 | 0 | 0.67366 | 0 | 335.956 | 82.4738 | 0 | 0.11146 | 0 | 12.7654 | 2308.3877 | 390.6801 | 103.8057 | 495.3611 | 3298.2346 | 2802.8735
11 A:M | 587.0304 | 135.3975 | 34.1638 | 1.4502 | 1470.3797 | 36.3019 | 6.9508 | 0.10302 | 0 | 0 | 181.9411 | 0 | 23.8602 | 0.77949 | 24.3943 | 0.80546 | 3.5878 | 155.5828 | 0 | 0 | 51.8167 | 0.0044499 | 0.56178 | 0 | 45.807 | 3.7983 | 0.32329 | 0 | 0 | 60.4272 | 0 | 0.67205 | 0 | 331.6689 | 79.7548 | 0 | 0.11146 | 0 | 12.7654 | 2271.7774 | 390.9511 | 102.3115 | 485.3999 | 3250.4399 | 2765.04
12 A:M | 571.0731 | 139.3976 | 33.9824 | 1.8266 | 1447.5544 | 27.2264 | 5.2131 | 3.0906 | 0 | 0 | 180.9725 | 0 | 24.2726 | 0.82697 | 24.1243 | 0.80546 | 3.7782 | 139.1022 | 0 | 0 | 51.1882 | 0.0042933 | 0.54522 | 0 | 45.7956 | 3.7059 | 0.33287 | 0 | 0 | 60.9901 | 0 | 0.69299 | 0 | 336.5049 | 74.317 | 0 | 0.11146 | 0 | 12.7654 | 2229.3643 | 373.8822 | 101.5721 | 485.3819 | 3190.2005 | 2704.8186
13 P:M | 555.7029 | 139.6192 | 33.2431 | 1.4458 | 1429.1081 | 27.2264 | 5.2131 | 3.0906 | 0 | 0 | 177.045 | 0 | 24.3993 | 0.80666 | 24.411 | 0.90848 | 3.7818 | 125.9441 | 0 | 0 | 51.4124 | 0.0043319 | 0.52616 | 0 | 44.2029 | 3.6048 | 0.32917 | 0 | 0 | 63.3245 | 0 | 0.68805 | 0 | 344.569 | 77.0359 | 0 | 0.11146 | 0 | 12.7654 | 2194.6492 | 357.2964 | 100.0798 | 498.4943 | 3150.5196 | 2652.0254
14 P:M | 538.7213 | 137.6911 | 32.5695 | 1.9825 | 1425.7186 | 27.2264 | 5.2131 | 3.0906 | 0 | 0 | 174.1312 | 0 | 25.148 | 0.83915 | 24.2827 | 0.84292 | 3.7276 | 132.9694 | 0 | 0 | 51.3167 | 0.0042843 | 0.52037 | 0 | 44.4027 | 3.5945 | 0.34118 | 0 | 0 | 60.6823 | 0 | 0.68405 | 0 | 336.7215 | 70.6918 | 0 | 0.11146 | 0 | 12.7654 | 2172.2131 | 361.941 | 100.1796 | 481.6565 | 3115.9902 | 2634.3337
15 P:M | 530.8978 | 136.7215 | 33.1975 | 1.8079 | 1405.1743 | 27.2264 | 5.2131 | 3.0906 | 0 | 0 | 178.6814 | 0 | 25.9787 | 0.93496 | 24.5253 | 0.84292 | 3.7477 | 141.5486 | 0 | 0 | 50.7477 | 0.0044403 | 0.52576 | 0 | 44.0327 | 3.6236 | 0.33479 | 0 | 0 | 53.2844 | 0 | 0.68329 | 0 | 339.4926 | 67.9729 | 0 | 0.11146 | 0 | 12.7654 | 2143.3291 | 376.2596 | 99.269 | 474.31 | 3093.1677 | 2618.8577
16 P:M | 527.099 | 137.1573 | 33.6509 | 1.7787 | 1380.8654 | 45.3774 | 8.6885 | 3.0906 | 0 | 0 | 180.1952 | 0 | 25.1774 | 1.0416 | 24.2149 | 0.8476 | 3.7766 | 141.2676 | 0 | 0 | 51.1905 | 0.0044773 | 0.52791 | 0 | 44.7038 | 3.6637 | 0.3316 | 0 | 0 | 62.4241 | 0 | 0.68252 | 0 | 334.2153 | 72.5044 | 0 | 0.11146 | 0 | 12.7654 | 2137.7078 | 376.5209 | 100.422 | 482.7031 | 3097.3539 | 2614.6508
17 P:M | 545.4063 | 140.796 | 33.6338 | 1.7837 | 1313.5525 | 45.3774 | 8.6885 | 3.0906 | 0 | 0 | 183.3927 | 0 | 24.9697 | 1.1644 | 23.695 | 0.8476 | 3.9826 | 138.3666 | 0 | 0 | 48.7261 | 0.004438 | 0.51232 | 0 | 44.4051 | 3.6318 | 0.30873 | 0 | 0 | 92.6032 | 0 | 0.69189 | 0 | 338.3546 | 89.7242 | 0 | 0.11146 | 0 | 12.7654 | 2092.3289 | 376.4185 | 97.5885 | 534.2507 | 3100.5866 | 2566.3359
18 P:M | 619.3298 | 157.5283 | 33.4351 | 1.6307 | 746.7331 | 63.5284 | 12.1639 | 3.0906 | 0 | 0 | 184.3013 | 0 | 27.8198 | 1.2314 | 21.5817 | 0.96468 | 4.2998 | 143.1603 | 0 | 0 | 35.6772 | 0.0044991 | 0.42464 | 0 | 43.8716 | 2.9887 | 0.17729 | 0 | 0 | 106.8884 | 0 | 0.6974 | 0 | 335.8176 | 84.9854 | 0 | 0.11146 | 0 | 12.7654 | 1637.4399 | 383.359 | 83.1439 | 541.2656 | 2645.2084 | 2103.9428
19 P:M | 671.5937 | 168.2178 | 31.8539 | 1.5538 | 474.4881 | 90.7548 | 17.377 | 3.0906 | 0 | 0 | 184.1633 | 0 | 30.6804 | 1.276 | 20.3924 | 1.7046 | 4.3596 | 144.2679 | 0 | 0 | 33.8052 | 0.0045457 | 0.46999 | 0 | 43.2101 | 2.7042 | 0.14012 | 0 | 0 | 109.5226 | 0 | 0.69226 | 0 | 343.8899 | 72.5044 | 0 | 0.11146 | 0 | 12.7654 | 1458.9298 | 386.8442 | 80.3342 | 539.486 | 2465.5942 | 1926.1082
20 P:M | 666.9167 | 162.2999 | 30.4778 | 1.6513 | 441.6984 | 81.6793 | 15.6393 | 3.0906 | 0 | 0 | 175.5755 | 0 | 31.0202 | 1.2005 | 19.2541 | 1.7046 | 4.2525 | 136.3416 | 0 | 0 | 31.9115 | 0.0045425 | 0.46537 | 0 | 44.5318 | 2.5029 | 0.12837 | 0 | 0 | 106.7268 | 0 | 0.69193 | 0 | 333.2476 | 83.5542 | 0 | 0.11146 | 0 | 12.7654 | 1403.4534 | 369.3489 | 79.5444 | 537.0974 | 2389.4442 | 1852.3468
21 P:M | 637.693 | 146.2629 | 29.4534 | 1.2525 | 407.1757 | 54.4529 | 10.4262 | 3.0906 | 0 | 0 | 171.8597 | 0 | 30.3697 | 1.1508 | 18.6283 | 1.7046 | 4.0807 | 120.7949 | 0 | 0 | 30.7665 | 0.0045432 | 0.46744 | 0 | 43.1081 | 2.353 | 0.11713 | 0 | 0 | 107.6187 | 0 | 0.68417 | 0 | 328.5954 | 72.5044 | 0 | 0.11146 | 0 | 12.7654 | 1289.8072 | 348.5888 | 76.8167 | 522.2796 | 2237.4923 | 1715.2127
22 P:M | 595.2702 | 122.7799 | 28.1159 | 1.0561 | 379.262 | 54.4529 | 10.4262 | 3.0906 | 0 | 0 | 169.1912 | 0 | 27.7107 | 1.104 | 18.7294 | 1.7046 | 3.8496 | 110.5627 | 0 | 0 | 29.725 | 0.0045703 | 0.45524 | 0 | 43.0122 | 2.2244 | 0.11087 | 0 | 0 | 98.8411 | 0 | 0.68327 | 0 | 322.7572 | 67.9729 | 0 | 0.11146 | 0 | 12.7654 | 1194.4538 | 332.8521 | 75.5322 | 503.1312 | 2105.9694 | 1602.8381
23 P:M | 551.4617 | 110.8055 | 26.7414 | 0.91692 | 357.8658 | 45.3774 | 8.6885 | 3.0906 | 0 | 0 | 166.5926 | 0 | 26.2508 | 1.0702 | 18.8877 | 0.85229 | 3.5946 | 98.9254 | 0 | 0 | 29.9166 | 0.0045885 | 0.43529 | 0 | 42.4527 | 2.483 | 0.13527 | 0 | 0 | 84.5045 | 0 | 0.68491 | 0 | 323.8276 | 58.9098 | 0 | 0.11146 | 0 | 12.7654 | 1104.9479 | 316.1736 | 75.4275 | 480.8037 | 1977.3526 | 1496.5489
24 P:M | 519.7366 | 101.3506 | 26.0235 | 0.76995 | 535.2109 | 45.3774 | 8.6885 | 3.0906 | 0 | 0 | 163.74 | 0 | 24.4594 | 1.0137 | 19.0124 | 0.85229 | 3.4989 | 98.9254 | 0 | 0 | 37.9223 | 0.0045959 | 0.48001 | 0 | 42.3918 | 2.483 | 0.13527 | 0 | 0 | 84.8502 | 0 | 0.68491 | 0 | 324.3542 | 54.3783 | 0 | 0.11146 | 0 | 12.7654 | 1240.2482 | 311.5022 | 83.4169 | 477.1444 | 2112.3117 | 1635.1672
Peak day | 689.5941 | 168.2178 | 34.1638 | 1.9825 | 1513.5951 | 90.7548 | 17.377 | 3.0906 | 0 | 0 | 184.3013 | 0 | 31.0202 | 1.276 | 24.6536 | 1.7046 | 4.3596 | 163.5091 | 0 | 0 | 52.089 | 0.0045959 | 0.67725 | 0 | 48.5132 | 4.6041 | 0.34118 | 0 | 0 | 109.5226 | 0 | 0.6974 | 0 | 396.7447 | 90.4089 | 0 | 0.11146 | 0 | 12.7654 | 2371.0802 | 390.9511 | 105.5915 | 576.3089 | 3368.7809 | 2861.8512
Coincident Peak (Morning) | 689.5941 | 127.6362 | 29.8907 | 0.91704 | 1479.6865 | 36.3019 | 6.9508 | 0.10302 | 0 | 0 | 169.1999 | 0 | 22.619 | 0.76724 | 24.0191 | 1.7046 | 3.3605 | 163.5091 | 0 | 0 | 51.5013 | 0.0045879 | 0.64873 | 0 | 48.5132 | 4.6041 | 0.31972 | 0 | 0 | 72.524 | 0 | 0.68421 | 0 | 331.1205 | 89.7242 | 0 | 0.11146 | 0 | 12.7654 | 2371.0802 | 385.1794 | 105.5915 | 506.9298 | 3368.7809 | 2861.8512
Coincident Peak (Evening) | 545.4063 | 140.796 | 33.6338 | 1.7837 | 1313.5525 | 45.3774 | 8.6885 | 3.0906 | 0 | 0 | 183.3927 | 0 | 24.9697 | 1.1644 | 23.695 | 0.8476 | 3.9826 | 138.3666 | 0 | 0 | 48.7261 | 0.004438 | 0.51232 | 0 | 44.4051 | 3.6318 | 0.30873 | 0 | 0 | 92.6032 | 0 | 0.69189 | 0 | 338.3546 | 89.7242 | 0 | 0.11146 | 0 | 12.7654 | 2092.3289 | 376.4185 | 97.5885 | 534.2507 | 3100.5866 | 2566.3359
Note on J6: GDC: New Category
Note on K6: GDC: New Category
Note on S6: GDC: New Category
Note on T6: GDC: New Category
Note on U6: GDC: New Category
Note on AC6: GDC: New Category
Note on AD6: GDC: New Category
Note on AM6: GDC: New Category

## Coml-Loss-Load
COML-LOSS-LOAD
Category Wise Expected Hourly Commercial Loss Load on the Peak day (MW)
| Low Tension Categories | [9 empty] | High tension (11kV) | [9 empty] | High Tension (33kV) | [8 empty] | EHT | [9 empty] | Voltage Level Coml: Losses
Hour of the Day | Domestic (LT I) | Commercial (LT II) | Industry (LT III) | Cottage Industry (LT IV) | Agriculture (LT V) | Street Lighting & PWS (LT VI) | Others (LT VII & LT VIII) | Spare | CPWS (Carved out of LT -VI CPWS sales & LT: III Industry Category) | Others-2 | Industry (HT IA) | Ferro Alloys (HT IB) | Others (HT II) | Railway Stations, Bus Stations & Airports (HT III) | Irrigation, Agriculture & CPWS (HT IV) | Townships & Residential Colonies (HT VI) | Spare (Temporary) | RESCOS | CPWS (Carved out of HT -IV(B) CPWS sales & HT: I (A) Industry Category) | Others-2 | Industry (HT IA) | Ferro Alloys (HT IB) | Others (HT II) | Railway Stations, Bus Stations & Airports (HT III) | Irrigation, Agriculture & CPWS (HT IV) | Townships & Residential Colonies (HT VI) | Spare (Temporary) | CPWS (Carved out of HT -IV(B) CPWS sales & HT: I (A) Industry Category) | Others-2 | Industry (HT IA) | Ferro Alloys (HT IB) | Others (HT II) | Railway Stations, Bus Stations & Airports (HT III) | Irrigation, Agriculture & CPWS (HT IV) | Traction (HT VA) | HMR (HT VB) | Spare(Temporary) | CPWS (Carved out of HT -IV(B) CPWS sales & HT: I (A) Industry Category) | Townships & Residential Colonies | LT | HT (11kV) | HT (33kV) | EHT | Total Sales
1 A:M | -7.0884 | -1.3361 | -0.35908 | -0.0083684 | -12.8315 | -0.64035 | -0.12261 | -0.0014538 | 0 | 0 | -1.4933 | 0 | -0.213 | -0.00884 | -0.19842 | -0.007946 | -0.028623 | -0.87198 | 0 | 0 | 0 | 0 | 0 | 0 | 0 | 0 | 0 | 0 | 0 | 0 | 0 | 0 | 0 | 0 | 0 | 0 | 0 | 0 | 0 | -22.3879 | -2.8221 | 0 | 0 | -25.21
2 A:M | -6.6614 | -1.2953 | -0.33195 | -0.007446 | -13.0168 | -0.64035 | -0.12261 | -0.0014538 | 0 | 0 | -1.3854 | 0 | -0.20042 | -0.0085048 | -0.19896 | -0.007946 | -0.028742 | -0.87137 | 0 | 0 | 0 | 0 | 0 | 0 | 0 | 0 | 0 | 0 | 0 | 0 | 0 | 0 | 0 | 0 | 0 | 0 | 0 | 0 | 0 | -22.0773 | -2.7014 | 0 | 0 | -24.7787
3 A:M | -6.9353 | -1.2878 | -0.35864 | -0.007233 | -13.364 | -0.64035 | -0.12261 | -0.0014538 | 0 | 0 | -1.4733 | 0 | -0.1901 | -0.008261 | -0.20057 | -0.007946 | -0.028654 | -0.86474 | 0 | 0 | 0 | 0 | 0 | 0 | 0 | 0 | 0 | 0 | 0 | 0 | 0 | 0 | 0 | 0 | 0 | 0 | 0 | 0 | 0 | -22.7174 | -2.7735 | 0 | 0 | -25.491
4 A:M | -7.0462 | -1.3229 | -0.36538 | -0.0091277 | -14.0053 | -0.57631 | -0.11035 | -0.0014538 | 0 | 0 | -1.4928 | 0 | -0.1823 | -0.0084049 | -0.20578 | -0.007946 | -0.029165 | -0.94319 | 0 | 0 | 0 | 0 | 0 | 0 | 0 | 0 | 0 | 0 | 0 | 0 | 0 | 0 | 0 | 0 | 0 | 0 | 0 | 0 | 0 | -23.437 | -2.8696 | 0 | 0 | -26.3066
5 A:M | -7.415 | -1.3982 | -0.38088 | -0.0078764 | -14.9337 | -0.64035 | -0.12261 | -0.0014538 | 0 | 0 | -1.5137 | 0 | -0.18301 | -0.0087535 | -0.20968 | -0.007946 | -0.029799 | -1.0481 | 0 | 0 | 0 | 0 | 0 | 0 | 0 | 0 | 0 | 0 | 0 | 0 | 0 | 0 | 0 | 0 | 0 | 0 | 0 | 0 | 0 | -24.9 | -3.0009 | 0 | 0 | -27.9009
6 A:M | -8.0622 | -1.4958 | -0.40115 | -0.0096813 | -16.411 | -0.64035 | -0.12261 | -0.0014538 | 0 | 0 | -1.5467 | 0 | -0.18735 | -0.008808 | -0.21493 | -0.007946 | -0.030625 | -1.1929 | 0 | 0 | 0 | 0 | 0 | 0 | 0 | 0 | 0 | 0 | 0 | 0 | 0 | 0 | 0 | 0 | 0 | 0 | 0 | 0 | 0 | -27.1443 | -3.1892 | 0 | 0 | -30.3335
7 A:M | -9.1441 | -1.6704 | -0.4091 | -0.026232 | -18.8274 | -0.64035 | -0.12261 | -0.0014538 | 0 | 0 | -1.5678 | 0 | -0.21075 | -0.008849 | -0.21917 | -0.0090375 | -0.031116 | -1.4447 | 0 | 0 | 0 | 0 | 0 | 0 | 0 | 0 | 0 | 0 | 0 | 0 | 0 | 0 | 0 | 0 | 0 | 0 | 0 | 0 | 0 | -30.8416 | -3.4914 | 0 | 0 | -34.333
8 A:M | -9.7313 | -1.8011 | -0.4218 | -0.012941 | -20.8807 | -0.51228 | -0.098087 | -0.0014538 | 0 | 0 | -1.5775 | 0 | -0.21088 | -0.0071531 | -0.22394 | -0.015892 | -0.031331 | -1.5244 | 0 | 0 | 0 | 0 | 0 | 0 | 0 | 0 | 0 | 0 | 0 | 0 | 0 | 0 | 0 | 0 | 0 | 0 | 0 | 0 | 0 | -33.4597 | -3.5911 | 0 | 0 | -37.0508
9 A:M | -9.2054 | -1.7653 | -0.44425 | -0.016176 | -21.3592 | -0.51228 | -0.098087 | -0.0014538 | 0 | 0 | -1.6627 | 0 | -0.2094 | -0.0065039 | -0.2298 | -0.015892 | -0.031166 | -1.4396 | 0 | 0 | 0 | 0 | 0 | 0 | 0 | 0 | 0 | 0 | 0 | 0 | 0 | 0 | 0 | 0 | 0 | 0 | 0 | 0 | 0 | -33.4022 | -3.595 | 0 | 0 | -36.9972
10 A:M | -8.6839 | -1.7725 | -0.46862 | -0.016418 | -21.0217 | -0.51228 | -0.098087 | -0.0014538 | 0 | 0 | -1.6915 | 0 | -0.21543 | -0.0069997 | -0.22985 | -0.0078151 | -0.033209 | -1.4576 | 0 | 0 | 0 | 0 | 0 | 0 | 0 | 0 | 0 | 0 | 0 | 0 | 0 | 0 | 0 | 0 | 0 | 0 | 0 | 0 | 0 | -32.575 | -3.6424 | 0 | 0 | -36.2174
11 A:M | -8.2839 | -1.9107 | -0.4821 | -0.020465 | -20.7494 | -0.51228 | -0.098087 | -0.0014538 | 0 | 0 | -1.6963 | 0 | -0.22245 | -0.0072673 | -0.22743 | -0.0075095 | -0.03345 | -1.4505 | 0 | 0 | 0 | 0 | 0 | 0 | 0 | 0 | 0 | 0 | 0 | 0 | 0 | 0 | 0 | 0 | 0 | 0 | 0 | 0 | 0 | -32.0584 | -3.6449 | 0 | 0 | -35.7033
12 A:M | -8.0587 | -1.9671 | -0.47955 | -0.025776 | -20.4273 | -0.38421 | -0.073565 | -0.043613 | 0 | 0 | -1.6872 | 0 | -0.2263 | -0.00771 | -0.22492 | -0.0075095 | -0.035225 | -1.2969 | 0 | 0 | 0 | 0 | 0 | 0 | 0 | 0 | 0 | 0 | 0 | 0 | 0 | 0 | 0 | 0 | 0 | 0 | 0 | 0 | 0 | -31.4598 | -3.4858 | 0 | 0 | -34.9456
13 P:M | -7.8418 | -1.9702 | -0.46911 | -0.020402 | -20.167 | -0.38421 | -0.073565 | -0.043613 | 0 | 0 | -1.6506 | 0 | -0.22748 | -0.0075207 | -0.22759 | -0.00847 | -0.035259 | -1.1742 | 0 | 0 | 0 | 0 | 0 | 0 | 0 | 0 | 0 | 0 | 0 | 0 | 0 | 0 | 0 | 0 | 0 | 0 | 0 | 0 | 0 | -30.97 | -3.3312 | 0 | 0 | -34.3011
14 P:M | -7.6022 | -1.943 | -0.45961 | -0.027976 | -20.1191 | -0.38421 | -0.073565 | -0.043613 | 0 | 0 | -1.6235 | 0 | -0.23446 | -0.0078236 | -0.22639 | -0.0078587 | -0.034754 | -1.2397 | 0 | 0 | 0 | 0 | 0 | 0 | 0 | 0 | 0 | 0 | 0 | 0 | 0 | 0 | 0 | 0 | 0 | 0 | 0 | 0 | 0 | -30.6533 | -3.3745 | 0 | 0 | -34.0278
15 P:M | -7.4918 | -1.9294 | -0.46847 | -0.025513 | -19.8292 | -0.38421 | -0.073565 | -0.043613 | 0 | 0 | -1.6659 | 0 | -0.2422 | -0.0087168 | -0.22865 | -0.0078587 | -0.03494 | -1.3197 | 0 | 0 | 0 | 0 | 0 | 0 | 0 | 0 | 0 | 0 | 0 | 0 | 0 | 0 | 0 | 0 | 0 | 0 | 0 | 0 | 0 | -30.2457 | -3.508 | 0 | 0 | -33.7537
16 P:M | -7.4382 | -1.9355 | -0.47487 | -0.025101 | -19.4862 | -0.64035 | -0.12261 | -0.043613 | 0 | 0 | -1.68 | 0 | -0.23473 | -0.0097112 | -0.22576 | -0.0079024 | -0.03521 | -1.3171 | 0 | 0 | 0 | 0 | 0 | 0 | 0 | 0 | 0 | 0 | 0 | 0 | 0 | 0 | 0 | 0 | 0 | 0 | 0 | 0 | 0 | -30.1664 | -3.5104 | 0 | 0 | -33.6768
17 P:M | -7.6965 | -1.9869 | -0.47463 | -0.025171 | -18.5363 | -0.64035 | -0.12261 | -0.043613 | 0 | 0 | -1.7098 | 0 | -0.2328 | -0.010856 | -0.22091 | -0.0079024 | -0.03713 | -1.29 | 0 | 0 | 0 | 0 | 0 | 0 | 0 | 0 | 0 | 0 | 0 | 0 | 0 | 0 | 0 | 0 | 0 | 0 | 0 | 0 | 0 | -29.5261 | -3.5094 | 0 | 0 | -33.0355
18 P:M | -8.7397 | -2.223 | -0.47182 | -0.023012 | -10.5376 | -0.89649 | -0.17165 | -0.043613 | 0 | 0 | -1.7183 | 0 | -0.25937 | -0.01148 | -0.20121 | -0.0089939 | -0.040088 | -1.3347 | 0 | 0 | 0 | 0 | 0 | 0 | 0 | 0 | 0 | 0 | 0 | 0 | 0 | 0 | 0 | 0 | 0 | 0 | 0 | 0 | 0 | -23.1069 | -3.5741 | 0 | 0 | -26.681
19 P:M | -9.4772 | -2.3738 | -0.44951 | -0.021927 | -6.6958 | -1.2807 | -0.24522 | -0.043613 | 0 | 0 | -1.717 | 0 | -0.28604 | -0.011896 | -0.19012 | -0.015892 | -0.040645 | -1.345 | 0 | 0 | 0 | 0 | 0 | 0 | 0 | 0 | 0 | 0 | 0 | 0 | 0 | 0 | 0 | 0 | 0 | 0 | 0 | 0 | 0 | -20.5878 | -3.6066 | 0 | 0 | -24.1944
20 P:M | -9.4112 | -2.2903 | -0.43009 | -0.023303 | -6.2331 | -1.1526 | -0.2207 | -0.043613 | 0 | 0 | -1.6369 | 0 | -0.28921 | -0.011192 | -0.17951 | -0.015892 | -0.039647 | -1.2711 | 0 | 0 | 0 | 0 | 0 | 0 | 0 | 0 | 0 | 0 | 0 | 0 | 0 | 0 | 0 | 0 | 0 | 0 | 0 | 0 | 0 | -19.8049 | -3.4435 | 0 | 0 | -23.2485
21 P:M | -8.9989 | -2.064 | -0.41563 | -0.017674 | -5.7459 | -0.76842 | -0.14713 | -0.043613 | 0 | 0 | -1.6023 | 0 | -0.28314 | -0.010729 | -0.17368 | -0.015892 | -0.038046 | -1.1262 | 0 | 0 | 0 | 0 | 0 | 0 | 0 | 0 | 0 | 0 | 0 | 0 | 0 | 0 | 0 | 0 | 0 | 0 | 0 | 0 | 0 | -18.2012 | -3.25 | 0 | 0 | -21.4512
22 P:M | -8.4002 | -1.7326 | -0.39676 | -0.014904 | -5.352 | -0.76842 | -0.14713 | -0.043613 | 0 | 0 | -1.5774 | 0 | -0.25835 | -0.010293 | -0.17462 | -0.015892 | -0.03589 | -1.0308 | 0 | 0 | 0 | 0 | 0 | 0 | 0 | 0 | 0 | 0 | 0 | 0 | 0 | 0 | 0 | 0 | 0 | 0 | 0 | 0 | 0 | -16.8556 | -3.1033 | 0 | 0 | -19.9589
23 P:M | -7.782 | -1.5636 | -0.37736 | -0.012939 | -5.05 | -0.64035 | -0.12261 | -0.043613 | 0 | 0 | -1.5532 | 0 | -0.24474 | -0.0099773 | -0.17609 | -0.007946 | -0.033513 | -0.9223 | 0 | 0 | 0 | 0 | 0 | 0 | 0 | 0 | 0 | 0 | 0 | 0 | 0 | 0 | 0 | 0 | 0 | 0 | 0 | 0 | 0 | -15.5926 | -2.9478 | 0 | 0 | -18.5403
24 P:M | -7.3343 | -1.4302 | -0.36723 | -0.010865 | -7.5527 | -0.64035 | -0.12261 | -0.043613 | 0 | 0 | -1.5266 | 0 | -0.22804 | -0.0094512 | -0.17726 | -0.007946 | -0.032621 | -0.9223 | 0 | 0 | 0 | 0 | 0 | 0 | 0 | 0 | 0 | 0 | 0 | 0 | 0 | 0 | 0 | 0 | 0 | 0 | 0 | 0 | 0 | -17.5019 | -2.9042 | 0 | 0 | -20.4061
Peak demand | -6.9353 | -1.2878 | -0.35864 | -0.007233 | -5.05 | -0.38421 | -0.073565 | -0.0014538 | 0 | 0 | -1.4733 | 0 | -0.1823 | -0.0065039 | -0.17368 | -0.0075095 | -0.028654 | -0.86474 | 0 | 0 | 0 | 0 | 0 | 0 | 0 | 0 | 0 | 0 | 0 | 0 | 0 | 0 | 0 | 0 | 0 | 0 | 0 | 0 | 0
Peak day | -0.19453 | -0.042466 | -0.010158 | -0.00041653 | -0.35313 | -0.015432 | -0.0029549 | -0.00058296 | 0 | -0.0016656 | -0.03845 | 0 | -0.005472 | -0.0002157 | -0.0049853 | -0.00023978 | -0.00080885 | -0.028699 | 0 | 0 | 0 | 0 | 0 | 0 | 0 | 0 | 0 | 0 | 0 | 0 | 0 | 0 | 0 | 0 | 0 | 0 | 0 | 0 | 0 | -15.5926 | -2.7014 | 0 | 0 | -18.5403
Peak Demand | -9.7313 | -2.3738 | -0.4821 | -0.029146 | -21.3592 | -1.2807 | -0.24522 | -0.14538 | 0 | 0 | -1.7183 | 0 | -0.28921 | -0.011896 | -0.22985 | -0.015892 | -0.040645 | -1.5244 | 0 | 0 | 0 | 0 | 0 | 0 | 0 | 0 | 0 | 0 | 0 | 0 | 0 | 0 | 0 | 0 | 0 | 0 | 0 | 0 | 0 | -33.4597 | -3.5911 | 0 | 0 | -37.0508
| -0.19453 | -0.042466 | -0.010158 | -0.00041653 | -0.35313 | -0.015432 | -0.0029549 | -0.00058296 | 0 | 0 | -0.03845 | 0 | -0.005472 | -0.0002157 | -0.0049853 | -0.00023978 | -0.00080885 | -0.028699 | 0 | 0 | 0 | 0 | 0 | 0 | 0 | 0 | 0 | 0 | 0 | 0 | 0 | 0 | 0 | 0 | 0 | 0 | 0 | 0 | 0 | -0.61967 | -0.07887 | 0 | 0 | -0.69854 | -0.70021
Coin-Demand (Morning) | -9.7313 | -1.8011 | -0.4218 | -0.012941 | -20.8807 | -0.51228 | -0.098087 | -0.0014538 | 0 | 0 | -1.5775 | 0 | -0.21088 | -0.0071531 | -0.22394 | -0.015892 | -0.031331 | -1.5244 | 0 | 0 | 0 | 0 | 0 | 0 | 0 | 0 | 0 | 0 | 0 | 0 | 0 | 0 | 0 | 0 | 0 | 0 | 0 | 0 | 0 | -33.4597 | -3.5911 | 0 | 0 | -37.0508
Coin-Demand (Evening) | -7.6965 | -1.9869 | -0.47463 | -0.025171 | -18.5363 | -0.64035 | -0.12261 | -0.043613 | 0 | 0 | -1.7098 | 0 | -0.2328 | -0.010856 | -0.22091 | -0.0079024 | -0.03713 | -1.29 | 0 | 0 | 0 | 0 | 0 | 0 | 0 | 0 | 0 | 0 | 0 | 0 | 0 | 0 | 0 | 0 | 0 | 0 | 0 | 0 | 0 | -29.5261 | -3.5094 | 0 | 0 | -33.0355
Note on B34: GDC: IFERROR formula is used to avoid #DIV0 in the calculations
Note on J6: GDC: New Category
Note on K6: GDC: New Category
Note on S6: GDC: New Category
Note on T6: GDC: New Category
Note on U6: GDC: New Category
Note on AC6: GDC: New Category
Note on AD6: GDC: New Category
Note on AM6: GDC: New Category
Note on AN6: GDC: New Category

## Cust-Cons
CUST-CONS
Category Wise Expected Hourly Consumption Load on the Peak day (MW)
| Low Tension Categories | [9 empty] | High tension (11kV) | [9 empty] | High Tension (33kV) | [8 empty] | EHT | [9 empty] | Total Sales
Hour of the Day | Domestic (LT I) | Commercial (LT II) | Industry (LT III) | Cottage Industry (LT IV) | Agriculture (LT V) | Street Lighting & PWS (LT VI) | Others (LT VII & LT VIII) | Spare | CPWS (Carved out of LT -VI CPWS sales & LT: III Industry Category) | Others-2 | Industry (HT IA) | Ferro Alloys (HT IB) | Others (HT II) | Railway Stations, Bus Stations & Airports (HT III) | Irrigation, Agriculture & CPWS (HT IV) | Townships & Residential Colonies (HT VI) | Spare (Temporary) | RESCOS | CPWS (Carved out of HT -IV(B) CPWS sales & HT: I (A) Industry Category) | Others-2 | Industry (HT IA) | Ferro Alloys (HT IB) | Others (HT II) | Railway Stations, Bus Stations & Airports (HT III) | Irrigation, Agriculture & CPWS (HT IV) | Townships & Residential Colonies (HT VI) | Spare (Temporary) | CPWS (Carved out of HT -IV(B) CPWS sales & HT: I (A) Industry Category) | Others-2 | Industry (HT IA) | Ferro Alloys (HT IB) | Others (HT II) | Railway Stations, Bus Stations & Airports (HT III) | Irrigation, Agriculture & CPWS (HT IV) | Traction (HT VA) | HMR (HT VB) | Spare( Temporary) | CPWS (Carved out of HT -IV(B) CPWS sales & HT: I (A) Industry Category) | Townships & Residential Colonies | LT | HT (11kV) | HT (33kV) | EHT | Total Sales | Total Cons:except EHT
1 A:M | 495.2249 | 93.3454 | 25.0868 | 0.58465 | 896.4585 | 44.7371 | 8.5659 | 0.10157 | 0 | 0 | 158.6788 | 0 | 22.6337 | 0.93933 | 21.084 | 0.84434 | 3.0414 | 92.6562 | 0 | 0 | 41.3807 | 0.0045375 | 0.49712 | 0 | 42.0339 | 2.9874 | 0.20923 | 0 | 0 | 98.885 | 0 | 0.67233 | 0 | 313.0738 | 58.9098 | 0 | 0.11146 | 0 | 12.7654 | 1564.1048 | 299.8778 | 87.1129 | 484.4179 | 2435.5133 | 1951.0955
2 A:M | 465.3895 | 90.4952 | 23.1916 | 0.5202 | 909.4064 | 44.7371 | 8.5659 | 0.10157 | 0 | 0 | 147.2124 | 0 | 21.2968 | 0.90371 | 21.1412 | 0.84434 | 3.0541 | 92.5907 | 0 | 0 | 40.3033 | 0.0045421 | 0.49492 | 0 | 42.5016 | 3.0176 | 0.2137 | 0 | 0 | 98.0919 | 0 | 0.66653 | 0 | 315.6094 | 60.7224 | 0 | 0.11146 | 0 | 12.7654 | 1542.4074 | 287.0432 | 86.5358 | 487.9672 | 2403.9536 | 1915.9864
3 A:M | 484.527 | 89.9704 | 25.056 | 0.50532 | 933.6633 | 44.7371 | 8.5659 | 0.10157 | 0 | 0 | 156.5479 | 0 | 20.1995 | 0.8778 | 21.3119 | 0.84434 | 3.0447 | 91.8866 | 0 | 0 | 43.175 | 0.0045336 | 0.49389 | 0 | 42.6368 | 3.0825 | 0.22826 | 0 | 0 | 98.7396 | 0 | 0.67069 | 0 | 324.4228 | 64.3477 | 0 | 0.11146 | 0 | 12.7654 | 1587.1265 | 294.7127 | 89.6209 | 501.0576 | 2472.5177 | 1971.4601
4 A:M | 492.2751 | 92.4226 | 25.5269 | 0.6377 | 978.4624 | 40.2634 | 7.7093 | 0.10157 | 0 | 0 | 158.6246 | 0 | 19.3712 | 0.8931 | 21.8661 | 0.84434 | 3.099 | 100.222 | 0 | 0 | 44.1566 | 0.0045346 | 0.49812 | 0 | 46.8837 | 3.1432 | 0.24423 | 0 | 0 | 99.8454 | 0 | 0.68171 | 0 | 396.7447 | 66.1603 | 0 | 0.11146 | 0 | 12.7654 | 1637.3989 | 304.9203 | 94.9304 | 576.3089 | 2613.5585 | 2037.2496
5 A:M | 518.0422 | 97.6806 | 26.6094 | 0.55028 | 1043.3234 | 44.7371 | 8.5659 | 0.10157 | 0 | 0 | 160.8393 | 0 | 19.4468 | 0.93013 | 22.28 | 0.84434 | 3.1664 | 111.366 | 0 | 0 | 45.3531 | 0.0045412 | 0.5331 | 0 | 43.746 | 3.1937 | 0.25521 | 0 | 0 | 103.4661 | 0 | 0.68384 | 0 | 331.2603 | 67.0666 | 0 | 0.11146 | 0 | 12.7654 | 1739.6104 | 318.8729 | 93.0857 | 515.3537 | 2666.9226 | 2151.5689
6 A:M | 563.2579 | 104.5007 | 28.0259 | 0.67638 | 1146.5368 | 44.7371 | 8.5659 | 0.10157 | 0 | 0 | 164.3508 | 0 | 19.9078 | 0.93593 | 22.8387 | 0.84434 | 3.2542 | 126.7514 | 0 | 0 | 47.0027 | 0.0045401 | 0.63234 | 0 | 45.5141 | 3.5078 | 0.27182 | 0 | 0 | 96.5451 | 0 | 0.68656 | 0 | 318.476 | 70.6918 | 0 | 0.11146 | 0 | 12.7654 | 1896.4022 | 338.8832 | 96.9333 | 499.2762 | 2831.495 | 2332.2187
7 A:M | 638.8399 | 116.6997 | 28.5812 | 1.8326 | 1315.3519 | 44.7371 | 8.5659 | 0.10157 | 0 | 0 | 166.5916 | 0 | 22.3941 | 0.94029 | 23.289 | 0.96032 | 3.3064 | 153.51 | 0 | 0 | 49.6991 | 0.0045601 | 0.67725 | 0 | 45.0762 | 4.1814 | 0.30017 | 0 | 0 | 81.1092 | 0 | 0.68368 | 0 | 319.8772 | 78.8485 | 0 | 0.11146 | 0 | 12.7654 | 2154.7098 | 370.9916 | 99.9387 | 493.3955 | 3119.0356 | 2625.6401
8 A:M | 679.8628 | 125.835 | 29.4689 | 0.9041 | 1458.8058 | 35.7896 | 6.8527 | 0.10157 | 0 | 0 | 167.6224 | 0 | 22.4081 | 0.76009 | 23.7952 | 1.6887 | 3.3292 | 161.9847 | 0 | 0 | 51.5013 | 0.0045879 | 0.64873 | 0 | 48.5132 | 4.6041 | 0.31972 | 0 | 0 | 72.524 | 0 | 0.68421 | 0 | 331.1205 | 89.7242 | 0 | 0.11146 | 0 | 12.7654 | 2337.6205 | 381.5883 | 105.5915 | 506.9298 | 3331.7302 | 2824.8004
9 A:M | 643.1262 | 123.3297 | 31.0367 | 1.1301 | 1492.2359 | 35.7896 | 6.8527 | 0.10157 | 0 | 0 | 176.6728 | 0 | 22.2511 | 0.6911 | 24.4189 | 1.6887 | 3.3117 | 152.9696 | 0 | 0 | 51.8848 | 0.0045322 | 0.62683 | 0 | 45.527 | 4.2776 | 0.31869 | 0 | 0 | 69.939 | 0 | 0.67443 | 0 | 328.6288 | 90.4089 | 0 | 0.11146 | 0 | 12.7654 | 2333.6025 | 382.0038 | 102.6395 | 502.528 | 3320.7737 | 2818.2458
10 A:M | 606.6921 | 123.835 | 32.7392 | 1.147 | 1468.6554 | 35.7896 | 6.8527 | 0.10157 | 0 | 0 | 179.7345 | 0 | 22.8909 | 0.74378 | 24.4238 | 0.83042 | 3.5288 | 154.8856 | 0 | 0 | 52.089 | 0.0044963 | 0.59245 | 0 | 46.9332 | 3.8648 | 0.32176 | 0 | 0 | 63.3809 | 0 | 0.67366 | 0 | 335.956 | 82.4738 | 0 | 0.11146 | 0 | 12.7654 | 2275.8127 | 387.0378 | 103.8057 | 495.3611 | 3262.0172 | 2766.6562
11 A:M | 578.7465 | 133.4868 | 33.6817 | 1.4298 | 1449.6303 | 35.7896 | 6.8527 | 0.10157 | 0 | 0 | 180.2448 | 0 | 23.6377 | 0.77222 | 24.1668 | 0.79795 | 3.5544 | 154.1323 | 0 | 0 | 51.8167 | 0.0044499 | 0.56178 | 0 | 45.807 | 3.7983 | 0.32329 | 0 | 0 | 60.4272 | 0 | 0.67205 | 0 | 331.6689 | 79.7548 | 0 | 0.11146 | 0 | 12.7654 | 2239.719 | 387.3062 | 102.3115 | 485.3999 | 3214.7366 | 2729.3367
12 A:M | 563.0144 | 137.4305 | 33.5029 | 1.8008 | 1427.1272 | 26.8422 | 5.1395 | 3.047 | 0 | 0 | 179.2853 | 0 | 24.0463 | 0.81926 | 23.8994 | 0.79795 | 3.743 | 137.8053 | 0 | 0 | 51.1882 | 0.0042933 | 0.54522 | 0 | 45.7956 | 3.7059 | 0.33287 | 0 | 0 | 60.9901 | 0 | 0.69299 | 0 | 336.5049 | 74.317 | 0 | 0.11146 | 0 | 12.7654 | 2197.9045 | 370.3965 | 101.5721 | 485.3819 | 3155.2549 | 2669.873
13 P:M | 547.861 | 137.649 | 32.774 | 1.4254 | 1408.9412 | 26.8422 | 5.1395 | 3.047 | 0 | 0 | 175.3944 | 0 | 24.1719 | 0.79914 | 24.1834 | 0.90001 | 3.7465 | 124.7699 | 0 | 0 | 51.4124 | 0.0043319 | 0.52616 | 0 | 44.2029 | 3.6048 | 0.32917 | 0 | 0 | 63.3245 | 0 | 0.68805 | 0 | 344.569 | 77.0359 | 0 | 0.11146 | 0 | 12.7654 | 2163.6793 | 353.9652 | 100.0798 | 498.4943 | 3116.2185 | 2617.7243
14 P:M | 531.1191 | 135.7481 | 32.1099 | 1.9545 | 1405.5995 | 26.8422 | 5.1395 | 3.047 | 0 | 0 | 172.5077 | 0 | 24.9135 | 0.83133 | 24.0563 | 0.83506 | 3.6929 | 131.7297 | 0 | 0 | 51.3167 | 0.0042843 | 0.52037 | 0 | 44.4027 | 3.5945 | 0.34118 | 0 | 0 | 60.6823 | 0 | 0.68405 | 0 | 336.7215 | 70.6918 | 0 | 0.11146 | 0 | 12.7654 | 2141.5597 | 358.5665 | 100.1796 | 481.6565 | 3081.9624 | 2600.3059
15 P:M | 523.406 | 134.7921 | 32.729 | 1.7824 | 1385.3451 | 26.8422 | 5.1395 | 3.047 | 0 | 0 | 177.0155 | 0 | 25.7364 | 0.92624 | 24.2966 | 0.83506 | 3.7127 | 140.2289 | 0 | 0 | 50.7477 | 0.0044403 | 0.52576 | 0 | 44.0327 | 3.6236 | 0.33479 | 0 | 0 | 53.2844 | 0 | 0.68329 | 0 | 339.4926 | 67.9729 | 0 | 0.11146 | 0 | 12.7654 | 2113.0834 | 372.7516 | 99.269 | 474.31 | 3059.414 | 2585.104
16 P:M | 519.6608 | 135.2218 | 33.176 | 1.7536 | 1361.3792 | 44.7371 | 8.5659 | 3.047 | 0 | 0 | 178.5152 | 0 | 24.9427 | 1.0319 | 23.9891 | 0.8397 | 3.7414 | 139.9506 | 0 | 0 | 51.1905 | 0.0044773 | 0.52791 | 0 | 44.7038 | 3.6637 | 0.3316 | 0 | 0 | 62.4241 | 0 | 0.68252 | 0 | 334.2153 | 72.5044 | 0 | 0.11146 | 0 | 12.7654 | 2107.5414 | 373.0106 | 100.422 | 482.7031 | 3063.6771 | 2580.974
17 P:M | 537.7097 | 138.8092 | 33.1592 | 1.7586 | 1295.0162 | 44.7371 | 8.5659 | 3.047 | 0 | 0 | 181.6828 | 0 | 24.7369 | 1.1536 | 23.4741 | 0.8397 | 3.9455 | 137.0765 | 0 | 0 | 48.7261 | 0.004438 | 0.51232 | 0 | 44.4051 | 3.6318 | 0.30873 | 0 | 0 | 92.6032 | 0 | 0.69189 | 0 | 338.3546 | 89.7242 | 0 | 0.11146 | 0 | 12.7654 | 2062.8029 | 372.9091 | 97.5885 | 534.2507 | 3067.5511 | 2533.3004
18 P:M | 610.5901 | 155.3053 | 32.9633 | 1.6077 | 736.1955 | 62.6319 | 11.9923 | 3.047 | 0 | 0 | 182.583 | 0 | 27.5604 | 1.2199 | 21.3805 | 0.95568 | 4.2597 | 141.8256 | 0 | 0 | 35.6772 | 0.0044991 | 0.42464 | 0 | 43.8716 | 2.9887 | 0.17729 | 0 | 0 | 106.8884 | 0 | 0.6974 | 0 | 335.8176 | 84.9854 | 0 | 0.11146 | 0 | 12.7654 | 1614.333 | 379.7849 | 83.1439 | 541.2656 | 2618.5275 | 2077.2618
19 P:M | 662.1165 | 165.844 | 31.4044 | 1.5319 | 467.7923 | 89.4741 | 17.1318 | 3.047 | 0 | 0 | 182.4463 | 0 | 30.3944 | 1.2641 | 20.2023 | 1.6887 | 4.319 | 142.9228 | 0 | 0 | 33.8052 | 0.0045457 | 0.46999 | 0 | 43.2101 | 2.7042 | 0.14012 | 0 | 0 | 109.5226 | 0 | 0.69226 | 0 | 343.8899 | 72.5044 | 0 | 0.11146 | 0 | 12.7654 | 1438.342 | 383.2376 | 80.3342 | 539.486 | 2441.3998 | 1901.9138
20 P:M | 657.5055 | 160.0096 | 30.0478 | 1.628 | 435.4653 | 80.5267 | 15.4186 | 3.047 | 0 | 0 | 173.9386 | 0 | 30.731 | 1.1893 | 19.0746 | 1.6887 | 4.2128 | 135.0705 | 0 | 0 | 31.9115 | 0.0045425 | 0.46537 | 0 | 44.5318 | 2.5029 | 0.12837 | 0 | 0 | 106.7268 | 0 | 0.69193 | 0 | 333.2476 | 83.5542 | 0 | 0.11146 | 0 | 12.7654 | 1383.6485 | 365.9054 | 79.5444 | 537.0974 | 2366.1957 | 1829.0983
21 P:M | 628.6942 | 144.1989 | 29.0378 | 1.2348 | 401.4298 | 53.6845 | 10.2791 | 3.047 | 0 | 0 | 170.2575 | 0 | 30.0866 | 1.14 | 18.4547 | 1.6887 | 4.0427 | 119.6687 | 0 | 0 | 30.7665 | 0.0045432 | 0.46744 | 0 | 43.1081 | 2.353 | 0.11713 | 0 | 0 | 107.6187 | 0 | 0.68417 | 0 | 328.5954 | 72.5044 | 0 | 0.11146 | 0 | 12.7654 | 1271.606 | 345.3388 | 76.8167 | 522.2796 | 2216.0411 | 1693.7615
22 P:M | 586.87 | 121.0473 | 27.7192 | 1.0412 | 373.91 | 53.6845 | 10.2791 | 3.047 | 0 | 0 | 167.6138 | 0 | 27.4523 | 1.0937 | 18.5548 | 1.6887 | 3.8137 | 109.5319 | 0 | 0 | 29.725 | 0.0045703 | 0.45524 | 0 | 43.0122 | 2.2244 | 0.11087 | 0 | 0 | 98.8411 | 0 | 0.68327 | 0 | 322.7572 | 67.9729 | 0 | 0.11146 | 0 | 12.7654 | 1177.5982 | 329.7489 | 75.5322 | 503.1312 | 2086.0105 | 1582.8793
23 P:M | 543.6798 | 109.2419 | 26.364 | 0.90398 | 352.8158 | 44.7371 | 8.5659 | 3.047 | 0 | 0 | 165.0395 | 0 | 26.0061 | 1.0602 | 18.7116 | 0.84434 | 3.5611 | 98.0031 | 0 | 0 | 29.9166 | 0.0045885 | 0.43529 | 0 | 42.4527 | 2.483 | 0.13527 | 0 | 0 | 84.5045 | 0 | 0.68491 | 0 | 323.8276 | 58.9098 | 0 | 0.11146 | 0 | 12.7654 | 1089.3553 | 313.2259 | 75.4275 | 480.8037 | 1958.8123 | 1478.0086
24 P:M | 512.4023 | 99.9204 | 25.6563 | 0.75908 | 527.6583 | 44.7371 | 8.5659 | 3.047 | 0 | 0 | 162.2135 | 0 | 24.2313 | 1.0043 | 18.8352 | 0.84434 | 3.4663 | 98.0031 | 0 | 0 | 37.9223 | 0.0045959 | 0.48001 | 0 | 42.3918 | 2.483 | 0.13527 | 0 | 0 | 84.8502 | 0 | 0.68491 | 0 | 324.3542 | 54.3783 | 0 | 0.11146 | 0 | 12.7654 | 1222.7463 | 308.598 | 83.4169 | 477.1444 | 2091.9056 | 1614.7612
Peak Demand | 679.8628 | 165.844 | 33.6817 | 1.9545 | 1492.2359 | 89.4741 | 17.1318 | 3.047 | 0 | 0 | 182.583 | 0 | 30.731 | 1.2641 | 24.4238 | 1.6887 | 4.319 | 161.9847 | 0 | 0 | 52.089 | 0.0045959 | 0.67725 | 0 | 48.5132 | 4.6041 | 0.34118 | 0 | 0 | 109.5226 | 0 | 0.6974 | 0 | 396.7447 | 90.4089 | 0 | 0.11146 | 0 | 12.7654 | 2483.2318 | 406.9942 | 106.2292 | 610.2504 | 3331.7302 | 2824.8004
Note on J6: GDC: New Category
Note on K6: GDC: New Category
Note on S6: GDC: New Category
Note on T6: GDC: New Category
Note on U6: GDC: New Category
Note on AC6: GDC: New Category
Note on AD6: GDC: New Category
Note on AM6: GDC: New Category
Note on AN6: GDC: New Category

## Tech-Loss-Load
TECH-LOSS-LOAD
Category Wise Expected Hourly Demand of Technical Losse Load on the Peak day (MW)
| Low Tension Categories | [9 empty] | High tension (11kV) | [9 empty] | High Tension (33kV) | [8 empty] | EHT | [9 empty] | Voltage Level Tech: Losses
Hour of the Day | Domestic (LT I) | Commercial (LT II) | Industry (LT III) | Cottage Industry (LT IV) | Agriculture (LT V) | Street Lighting & PWS (LT VI) | Others (LT VII & LT VIII) | Spare | CPWS (Carved out of LT -VI CPWS sales & LT: III Industry Category) | Others 2 | Industry (HT IA) | Ferro Alloys (HT IB) | Others (HT II) | Railway Stations, Bus Stations & Airports (HT III) | Irrigation, Agriculture & CPWS (HT IV) | Townships & Residential Colonies (HT VI) | Spare (Temporary) | RESCOS | CPWS (Carved out of HT -IV(B) CPWS sales & HT: I (A) Industry Category) | Others 2 | Industry (HT IA) | Ferro Alloys (HT IB) | Others (HT II) | Railway Stations, Bus Stations & Airports (HT III) | Irrigation, Agriculture & CPWS (HT IV) | Townships & Residential Colonies (HT VI) | Spare (Temporary) | CPWS (Carved out of HT -IV(B) CPWS sales & HT: I (A) Industry Category) | Others-2 | Industry (HT IA) | Ferro Alloys (HT IB) | Others (HT II) | Railway Stations, Bus Stations & Airports (HT III) | Irrigation, Agriculture & CPWS (HT IV) | Traction (HT VA) | HMR (HT VB) | Spare( Temporary) | CPWS (Carved out of HT -IV(B) CPWS sales & HT: I (A) Industry Category) | Townships & Residential Colonies | LT | HT (11kV) | HT (33kV) | EHT | Total Tech: Losses | Coml: Loss Load | Total Losses
1 A:M | -47.3203 | -8.9194 | -2.3971 | -0.055865 | -85.6594 | -4.2748 | -0.8185 | -0.009705 | 0 | 0 | -10.7756 | 0 | -1.537 | -0.063788 | -1.4318 | -0.057338 | -0.20654 | -3.1429 | 0 | 0 | -1.4559 | -0.00015964 | -0.01749 | 0 | -1.4788 | -0.1051 | -0.007361 | 0 | 0 | 2.2038e-08 | 0 | 1.4984e-10 | 0 | 6.9773e-08 | 1.3129e-08 | 0 | 2.484e-11 | 0 | 2.845e-09 | -149.455 | -17.215 | -3.0648 | 1.0796e-07 | -169.7348 | -25.21 | -194.9448
2 A:M | -43.757 | -8.5086 | -2.1805 | -0.048911 | -85.5045 | -4.2063 | -0.80539 | -0.0095495 | 0 | 0 | -9.823 | 0 | -1.4211 | -0.060302 | -1.4107 | -0.05634 | -0.20379 | -3.0832 | 0 | 0 | -1.3936 | -0.00015706 | -0.017114 | 0 | -1.4697 | -0.10435 | -0.0073894 | 0 | 0 | 2.2577e-08 | 0 | 1.5341e-10 | 0 | 7.2641e-08 | 1.3976e-08 | 0 | 2.5653e-11 | 0 | 2.9381e-09 | -145.0208 | -16.0583 | -2.9923 | 1.1231e-07 | -164.0714 | -24.7787 | -188.8501
3 A:M | -46.7894 | -8.6882 | -2.4196 | -0.048798 | -90.1613 | -4.3201 | -0.82719 | -0.009808 | 0 | 0 | -10.7289 | 0 | -1.3844 | -0.06016 | -1.4606 | -0.057866 | -0.20867 | -3.145 | 0 | 0 | -1.5337 | -0.00016105 | -0.017544 | 0 | -1.5146 | -0.1095 | -0.0081085 | 0 | 0 | 2.3355e-08 | 0 | 1.5864e-10 | 0 | 7.6736e-08 | 1.522e-08 | 0 | 2.6363e-11 | 0 | 3.0194e-09 | -153.2644 | -17.0456 | -3.1836 | 1.1852e-07 | -173.4936 | -25.491 | -198.9846
4 A:M | -48.9834 | -9.1964 | -2.54 | -0.063453 | -97.3611 | -4.0064 | -0.76711 | -0.010106 | 0 | 0 | -11.2067 | 0 | -1.3686 | -0.063097 | -1.5448 | -0.059652 | -0.21894 | -3.5377 | 0 | 0 | -1.6181 | -0.00016617 | -0.018253 | 0 | -1.718 | -0.11518 | -0.0089494 | 0 | 0 | 2.4957e-08 | 0 | 1.704e-10 | 0 | 9.917e-08 | 1.6537e-08 | 0 | 2.786e-11 | 0 | 3.1908e-09 | -162.928 | -17.9995 | -3.4786 | 1.4405e-07 | -184.4061 | -26.3066 | -210.7127
5 A:M | -54.3865 | -10.255 | -2.7936 | -0.057771 | -109.5331 | -4.6967 | -0.89929 | -0.010663 | 0 | 0 | -11.9751 | 0 | -1.4479 | -0.069252 | -1.6588 | -0.062865 | -0.23575 | -4.1589 | 0 | 0 | -1.7483 | -0.00017506 | -0.020551 | 0 | -1.6864 | -0.12311 | -0.0098382 | 0 | 0 | 2.6316e-08 | 0 | 1.7393e-10 | 0 | 8.4254e-08 | 1.7058e-08 | 0 | 2.8348e-11 | 0 | 3.2468e-09 | -182.6326 | -19.6086 | -3.5884 | 1.3108e-07 | -205.8296 | -27.9009 | -233.7305
6 A:M | -63.8615 | -11.8482 | -3.1775 | -0.076687 | -129.993 | -5.0722 | -0.97119 | -0.011515 | 0 | 0 | -13.1985 | 0 | -1.5987 | -0.075161 | -1.8341 | -0.067806 | -0.26134 | -5.1261 | 0 | 0 | -1.9527 | -0.00018862 | -0.02627 | 0 | -1.8909 | -0.14573 | -0.011293 | 0 | 0 | 2.5981e-08 | 0 | 1.8476e-10 | 0 | 8.5703e-08 | 1.9023e-08 | 0 | 2.9993e-11 | 0 | 3.4352e-09 | -215.0118 | -22.1617 | -4.0271 | 1.3436e-07 | -241.2006 | -30.3335 | -271.5341
7 A:M | -81.0689 | -14.8092 | -3.627 | -0.23256 | -166.9184 | -5.6771 | -1.087 | -0.012889 | 0 | 0 | -14.9445 | 0 | -2.0089 | -0.084351 | -2.0892 | -0.086148 | -0.29661 | -6.9834 | 0 | 0 | -2.3022 | -0.00021124 | -0.031373 | 0 | -2.0881 | -0.1937 | -0.013905 | 0 | 0 | 2.3912e-08 | 0 | 2.0156e-10 | 0 | 9.4305e-08 | 2.3246e-08 | 0 | 3.2859e-11 | 0 | 3.7634e-09 | -273.433 | -26.4931 | -4.6295 | 1.4546e-07 | -304.5557 | -34.333 | -338.8886
8 A:M | -92.4464 | -17.1108 | -4.0071 | -0.12294 | -198.3656 | -4.8666 | -0.93182 | -0.013811 | 0 | 0 | -16.0755 | 0 | -2.149 | -0.072894 | -2.282 | -0.16195 | -0.31928 | -7.9068 | 0 | 0 | -2.5497 | -0.00022713 | -0.032117 | 0 | -2.4018 | -0.22794 | -0.015828 | 0 | 0 | 2.2761e-08 | 0 | 2.1474e-10 | 0 | 1.0392e-07 | 2.8159e-08 | 0 | 3.498e-11 | 0 | 4.0063e-09 | -317.8651 | -28.9674 | -5.2276 | 1.591e-07 | -352.06 | -37.0508 | -389.1108
9 A:M | -87.3057 | -16.7423 | -4.2133 | -0.15341 | -202.5741 | -4.8585 | -0.93027 | -0.013788 | 0 | 0 | -16.9144 | 0 | -2.1303 | -0.066164 | -2.3378 | -0.16167 | -0.31705 | -7.4575 | 0 | 0 | -2.5629 | -0.00022387 | -0.030962 | 0 | -2.2488 | -0.21129 | -0.015742 | 0 | 0 | 2.1878e-08 | 0 | 2.1097e-10 | 0 | 1.028e-07 | 2.8282e-08 | 0 | 3.4866e-11 | 0 | 3.9932e-09 | -316.7913 | -29.3848 | -5.0699 | 1.572e-07 | -351.246 | -36.9972 | -388.2432
10 A:M | -80.8248 | -16.4976 | -4.3616 | -0.15281 | -195.6575 | -4.768 | -0.91293 | -0.013531 | 0 | 0 | -16.9184 | 0 | -2.1547 | -0.070012 | -2.299 | -0.078168 | -0.33216 | -7.413 | 0 | 0 | -2.5313 | -0.00021849 | -0.02879 | 0 | -2.2807 | -0.18781 | -0.015636 | 0 | 0 | 1.9492e-08 | 0 | 2.0718e-10 | 0 | 1.0332e-07 | 2.5364e-08 | 0 | 3.4278e-11 | 0 | 3.9259e-09 | -303.1887 | -29.2655 | -5.0444 | 1.5235e-07 | -337.4986 | -36.2174 | -373.716
11 A:M | -76.1074 | -17.554 | -4.4293 | -0.18802 | -190.6319 | -4.7065 | -0.90116 | -0.013356 | 0 | 0 | -16.7597 | 0 | -2.1979 | -0.071803 | -2.2471 | -0.074195 | -0.3305 | -7.2828 | 0 | 0 | -2.4872 | -0.0002136 | -0.026966 | 0 | -2.1988 | -0.18232 | -0.015518 | 0 | 0 | 1.8324e-08 | 0 | 2.038e-10 | 0 | 1.0058e-07 | 2.4185e-08 | 0 | 3.3799e-11 | 0 | 3.8711e-09 | -294.5316 | -28.964 | -4.911 | 1.472e-07 | -328.4066 | -35.7033 | -364.1098
12 A:M | -72.6056 | -17.7228 | -4.3205 | -0.23223 | -184.0404 | -3.4615 | -0.66279 | -0.39293 | 0 | 0 | -16.3289 | 0 | -2.1901 | -0.074616 | -2.1767 | -0.072675 | -0.3409 | -6.3694 | 0 | 0 | -2.4074 | -0.00020192 | -0.025643 | 0 | -2.1538 | -0.1743 | -0.015655 | 0 | 0 | 1.8173e-08 | 0 | 2.0649e-10 | 0 | 1.0027e-07 | 2.2144e-08 | 0 | 3.3211e-11 | 0 | 3.8037e-09 | -283.4387 | -27.5532 | -4.7771 | 1.4463e-07 | -315.769 | -34.9456 | -350.7146
13 P:M | -69.4511 | -17.4494 | -4.1547 | -0.18069 | -178.6083 | -3.4027 | -0.65153 | -0.38626 | 0 | 0 | -15.6817 | 0 | -2.1612 | -0.071449 | -2.1622 | -0.080468 | -0.33497 | -5.6555 | 0 | 0 | -2.3739 | -0.00020002 | -0.024294 | 0 | -2.041 | -0.16645 | -0.015199 | 0 | 0 | 1.8657e-08 | 0 | 2.0272e-10 | 0 | 1.0152e-07 | 2.2697e-08 | 0 | 3.2838e-11 | 0 | 3.761e-09 | -274.2847 | -26.1474 | -4.621 | 1.4687e-07 | -305.0531 | -34.3011 | -339.3542
14 P:M | -66.8516 | -17.0865 | -4.0416 | -0.24601 | -176.9218 | -3.3786 | -0.64691 | -0.38352 | 0 | 0 | -15.3307 | 0 | -2.2141 | -0.07388 | -2.1379 | -0.074212 | -0.32818 | -5.9323 | 0 | 0 | -2.3556 | -0.00019666 | -0.023886 | 0 | -2.0382 | -0.165 | -0.015661 | 0 | 0 | 1.7683e-08 | 0 | 1.9934e-10 | 0 | 9.8124e-08 | 2.06e-08 | 0 | 3.248e-11 | 0 | 3.72e-09 | -269.5565 | -26.0912 | -4.5985 | 1.4036e-07 | -300.2463 | -34.0278 | -334.2741
15 P:M | -65.4076 | -16.8443 | -4.09 | -0.22274 | -173.12 | -3.3543 | -0.64226 | -0.38077 | 0 | 0 | -15.6553 | 0 | -2.2761 | -0.081917 | -2.1488 | -0.073853 | -0.32836 | -6.2837 | 0 | 0 | -2.318 | -0.00020282 | -0.024015 | 0 | -2.0113 | -0.16552 | -0.015292 | 0 | 0 | 1.5416e-08 | 0 | 1.9769e-10 | 0 | 9.822e-08 | 1.9666e-08 | 0 | 3.2246e-11 | 0 | 3.6932e-09 | -264.062 | -26.8481 | -4.5343 | 1.3722e-07 | -295.4444 | -33.7537 | -329.1981
16 P:M | -64.8172 | -16.8662 | -4.138 | -0.21873 | -169.8045 | -5.58 | -1.0684 | -0.38005 | 0 | 0 | -15.762 | 0 | -2.2023 | -0.091112 | -2.1181 | -0.074141 | -0.33035 | -6.2586 | 0 | 0 | -2.335 | -0.00020423 | -0.024081 | 0 | -2.0392 | -0.16712 | -0.015126 | 0 | 0 | 1.8089e-08 | 0 | 1.9778e-10 | 0 | 9.6848e-08 | 2.101e-08 | 0 | 3.2297e-11 | 0 | 3.6991e-09 | -262.8732 | -26.8366 | -4.5807 | 1.3988e-07 | -294.2905 | -33.6768 | -327.9673
17 P:M | -65.8908 | -17.0096 | -4.0633 | -0.21549 | -158.691 | -5.4821 | -1.0497 | -0.37338 | 0 | 0 | -15.7738 | 0 | -2.1477 | -0.10015 | -2.038 | -0.072903 | -0.34255 | -6.0244 | 0 | 0 | -2.185 | -0.00019901 | -0.022973 | 0 | -1.9912 | -0.16286 | -0.013844 | 0 | 0 | 2.6909e-08 | 0 | 2.0105e-10 | 0 | 9.832e-08 | 2.6072e-08 | 0 | 3.2387e-11 | 0 | 3.7094e-09 | -252.7753 | -26.4995 | -4.3761 | 1.5524e-07 | -283.6509 | -33.0355 | -316.6864
18 P:M | -61.4841 | -15.6387 | -3.3193 | -0.16189 | -74.1321 | -6.3068 | -1.2076 | -0.30682 | 0 | 0 | -13.2004 | 0 | -1.9926 | -0.088195 | -1.5458 | -0.069094 | -0.30797 | -5.1471 | 0 | 0 | -1.333 | -0.0001681 | -0.015866 | 0 | -1.6391 | -0.11167 | -0.0066241 | 0 | 0 | 2.6727e-08 | 0 | 1.7438e-10 | 0 | 8.3969e-08 | 2.125e-08 | 0 | 2.7869e-11 | 0 | 3.1919e-09 | -162.5572 | -22.3511 | -3.1064 | 1.3534e-07 | -188.0147 | -26.681 | -214.6957
19 P:M | -60.9155 | -15.2579 | -2.8892 | -0.14094 | -43.0375 | -8.2317 | -1.5761 | -0.28033 | 0 | 0 | -12.1404 | 0 | -2.0225 | -0.084117 | -1.3443 | -0.11237 | -0.28739 | -4.7539 | 0 | 0 | -1.1637 | -0.00015649 | -0.01618 | 0 | -1.4875 | -0.093094 | -0.0048237 | 0 | 0 | 2.5609e-08 | 0 | 1.6187e-10 | 0 | 8.041e-08 | 1.6953e-08 | 0 | 2.6061e-11 | 0 | 2.9849e-09 | -132.3292 | -20.7449 | -2.7655 | 1.2615e-07 | -155.8397 | -24.1944 | -180.0341
20 P:M | -58.284 | -14.1839 | -2.6636 | -0.14431 | -38.6015 | -7.1382 | -1.3668 | -0.2701 | 0 | 0 | -11.1475 | 0 | -1.9695 | -0.07622 | -1.2225 | -0.10823 | -0.27 | -4.3185 | 0 | 0 | -1.0587 | -0.00015071 | -0.01544 | 0 | -1.4774 | -0.083038 | -0.004259 | 0 | 0 | 2.4219e-08 | 0 | 1.5701e-10 | 0 | 7.5621e-08 | 1.896e-08 | 0 | 2.5292e-11 | 0 | 2.8967e-09 | -122.6524 | -19.1125 | -2.639 | 1.2188e-07 | -144.4039 | -23.2485 | -167.6524
21 P:M | -51.6893 | -11.8556 | -2.3874 | -0.10152 | -33.0043 | -4.4138 | -0.84511 | -0.25051 | 0 | 0 | -10.1372 | 0 | -1.7914 | -0.067878 | -1.0988 | -0.10054 | -0.2407 | -3.5426 | 0 | 0 | -0.94916 | -0.00014016 | -0.014421 | 0 | -1.3299 | -0.072591 | -0.0036136 | 0 | 0 | 2.2923e-08 | 0 | 1.4573e-10 | 0 | 6.999e-08 | 1.5443e-08 | 0 | 2.374e-11 | 0 | 2.719e-09 | -104.5476 | -16.979 | -2.3698 | 1.1124e-07 | -123.8965 | -21.4512 | -145.3476
22 P:M | -45.1046 | -9.3032 | -2.1304 | -0.080025 | -28.7373 | -4.126 | -0.79001 | -0.23418 | 0 | 0 | -9.3481 | 0 | -1.5311 | -0.060998 | -1.0348 | -0.094181 | -0.2127 | -3.0274 | 0 | 0 | -0.86001 | -0.00013223 | -0.013171 | 0 | -1.2444 | -0.064356 | -0.0032078 | 0 | 0 | 1.9852e-08 | 0 | 1.3724e-10 | 0 | 6.4826e-08 | 1.3652e-08 | 0 | 2.2386e-11 | 0 | 2.564e-09 | -90.5057 | -15.3093 | -2.1853 | 1.0105e-07 | -108.0002 | -19.9589 | -127.9591
23 P:M | -39.0044 | -7.8372 | -1.8914 | -0.064853 | -25.3115 | -3.2095 | -0.61453 | -0.21859 | 0 | 0 | -8.6089 | 0 | -1.3565 | -0.055301 | -0.97604 | -0.044043 | -0.18576 | -2.5241 | 0 | 0 | -0.81091 | -0.00012437 | -0.011799 | 0 | -1.1507 | -0.067303 | -0.0036666 | 0 | 0 | 1.5964e-08 | 0 | 1.2939e-10 | 0 | 6.1175e-08 | 1.1129e-08 | 0 | 2.1056e-11 | 0 | 2.4115e-09 | -78.1519 | -13.7506 | -2.0445 | 9.083e-08 | -93.947 | -18.5403 | -112.4873
24 P:M | -40.2601 | -7.8509 | -2.0158 | -0.059642 | -41.4588 | -3.5151 | -0.67303 | -0.23941 | 0 | 0 | -9.1975 | 0 | -1.3739 | -0.056943 | -1.068 | -0.047874 | -0.19654 | -2.7489 | 0 | 0 | -1.1179 | -0.00013548 | -0.01415 | 0 | -1.2496 | -0.073194 | -0.0039875 | 0 | 0 | 1.708e-08 | 0 | 1.3787e-10 | 0 | 6.529e-08 | 1.0946e-08 | 0 | 2.2435e-11 | 0 | 2.5696e-09 | -96.0728 | -14.6896 | -2.459 | 9.6045e-08 | -113.2214 | -20.4061 | -133.6275
| -39.0044 | -7.8372 | -1.8914 | -0.048798 | -25.3115 | -3.2095 | -0.61453 | -0.0095495 | 0 | 0 | -8.6089 | 0 | -1.3565 | -0.055301 | -0.97604 | -0.044043 | -0.18576 | -2.5241 | 0 | 0 | -0.81091 | -0.00012437 | -0.011799 | 0 | -1.1507 | -0.064356 | -0.0032078 | 0 | 0 | 2.6909e-08 | 0 | 2.1474e-10 | 0 | 1.0392e-07 | 2.8282e-08 | 0 | 3.498e-11 | 0 | 4.0063e-09 | -78.1519 | -13.7506 | -2.0445 | 1.591e-07 | -93.947 | -18.5403 | -112.4873
Peak Day Tech Loss | 26.83% | 5.873% | 1.414% | 0.05909% | 52% | 2.043% | 0.3911% | 0.07635% | -0% | -0% | 5.739% | -0% | 0.8064% | 0.03144% | 0.7529% | 0.03521% | 0.1199% | 0.022013 | -0% | -0% | 0.7843% | 7.795e-05% | 0.009276% | -0% | 0.7739% | 0.05913% | 0.004527% | -0% | 0 | -9.376e-09% | -0% | -7.73e-11% | -0% | -3.772e-08% | -8.397e-09% | -0% | -1.261e-11% | -0% | -1.4448e-11 | 88.68% | 9.686% | 1.631% | -5.703e-08% | -5.5343
Coin Tech Loss (Morning) | -92.4464 | -17.1108 | -4.0071 | -0.12294 | -198.3656 | -4.8666 | -0.93182 | -0.013811 | 0 | 0 | -16.0755 | 0 | -2.149 | -0.072894 | -2.282 | -0.16195 | -0.31928 | -7.9068 | 0 | 0 | -2.5497 | -0.00022713 | -0.032117 | 0 | -2.4018 | -0.22794 | -0.015828 | 0 | 0 | 2.2761e-08 | 0 | 2.1474e-10 | 0 | 1.0392e-07 | 2.8159e-08 | 0 | 3.498e-11 | 0 | 4.0063e-09 | -317.8651 | -28.9674 | -5.2276 | 1.591e-07 | -352.06 |  | 230.9%
Coin Tech Loss (Eveninig) | -65.8908 | -17.0096 | -4.0633 | -0.21549 | -158.691 | -5.4821 | -1.0497 | -0.37338 | 0 | 0 | -15.7738 | 0 | -2.1477 | -0.10015 | -2.038 | -0.072903 | -0.34255 | -6.0244 | 0 | 0 | -2.185 | -0.00019901 | -0.022973 | 0 | -1.9912 | -0.16286 | -0.013844 | 0 | 0 | 2.6909e-08 | 0 | 2.0105e-10 | 0 | 9.832e-08 | 2.6072e-08 | 0 | 3.2387e-11 | 0 | 3.7094e-09 | -252.7753 | -26.4995 | -4.3761 | 1.5524e-07 | -283.6509
Note on J6: GDC: New Category
Note on K6: GDC: New Category
Note on T6: GDC: New Category
Note on U6: GDC: New Category
Note on AC6: GDC: New Category
Note on AD6: GDC: New Category
Note on AM6: GDC: New Category
Note on AN6: GDC: New Category

## Tech Loss-Balance
TECH-LOSS-BALANCE
|  | Low Tension | [49 empty] | High Tension (11kV) | [49 empty] | High Tension (33kV) | [44 empty] | Extra High Tension | [49 empty] | Total
| Hour of the Day | Domestic |  |  |  |  | Commercial |  |  |  |  | Industry |  |  |  |  | Cottage Industry |  |  |  |  | Agriculture |  |  |  |  | Street Lighting & PWS |  |  |  |  | Others ( General Purpose & Temporary) |  |  |  |  | Spare |  |  |  |  | CPWS (Carved out of LT -VI CPWS sales & LT: III Industry Category) |  |  |  |  | Others 2 |  |  |  |  | Industry |  |  |  |  | Ferro Alloys |  |  |  |  | Others |  |  |  |  | Railway Stations, Bus Stations & Airports |  |  |  |  | Irrigation, Agriculture & CPWS |  |  |  |  | Townships & Residential Colonies |  |  |  |  | Spare (Temporary) |  |  |  |  | RESCOS |  |  |  |  | CPWS (Carved out of HT -IV(B) CPWS sales & HT: I (A) Industry Category) |  |  |  |  | Others 2 |  |  |  |  | Industry |  |  |  |  | Ferro Alloys |  |  |  |  | Others |  |  |  |  | Railway Stations, Bus Stations & Airports |  |  |  |  | Irrigation, Agriculture & CPWS |  |  |  |  | Townships & Residential Colonies |  |  |  |  | Spare (Temporary) |  |  |  |  | CPWS (Carved out of LT -VI CPWS sales & LT: III Industry Category) |  |  |  |  | Others 2 |  |  |  |  | Industry |  |  |  |  | Ferro Alloys |  |  |  |  | Others |  |  |  |  | Railway Stations, Bus Stations & Airports |  |  |  |  | Irrigation, Agriculture & CPWS |  |  |  |  | Railway Traction |  |  |  |  | HMR (HT VB) |  |  |  |  | Spare (Temporary) |  |  |  |  | CPWS (Carved out of HT -IV(B) CPWS sales & HT: I (A) Industry Category) |  |  |  |  | Townships & Residential Colonies
|  | LT | HT (11kV) | HT (33kV) | EHT | Total | LT | HT (11kV) | HT (33kV) | EHT | Total | LT | HT (11kV) | HT (33kV) | EHT | Total | LT | HT (11kV) | HT (33kV) | EHT | Total | LT | HT (11kV) | HT (33kV) | EHT | Total | LT | HT (11kV) | HT (33kV) | EHT | Total | LT | HT (11kV) | HT (33kV) | EHT | Total | LT | HT (11kV) | HT (33kV) | EHT | Total | LT | HT (11kV) | HT (33kV) | EHT | Total | LT | HT (11kV) | HT (33kV) | EHT | Total | LT | HT (11kV) | HT (33kV) | EHT | Total | LT | HT (11kV) | HT (33kV) | EHT | Total | LT | HT (11kV) | HT (33kV) | EHT | Total | LT | HT (11kV) | HT (33kV) | EHT | Total | LT | HT (11kV) | HT (33kV) | EHT | Total | LT | HT (11kV) | HT (33kV) | EHT | Total | LT | HT (11kV) | HT (33kV) | EHT | Total | LT | HT (11kV) | HT (33kV) | EHT | Total | LT | HT (11kV) | HT (33kV) | EHT | Total | LT | HT (11kV) | HT (33kV) | EHT | Total | LT | HT (11kV) | HT (33kV) | EHT | Total | LT | HT (11kV) | HT (33kV) | EHT | Total | LT | HT (11kV) | HT (33kV) | EHT | Total | LT | HT (11kV) | HT (33kV) | EHT | Total | LT | HT (11kV) | HT (33kV) | EHT | Total | LT | HT (11kV) | HT (33kV) | EHT | Total | LT | HT (11kV) | HT (33kV) | EHT | Total | LT | HT (11kV) | HT (33kV) | EHT | Total | LT | HT (11kV) | HT (33kV) | EHT | Total | LT | HT (11kV) | HT (33kV) | EHT | Total | LT | HT (11kV) | HT (33kV) | EHT | Total | LT | HT (11kV) | HT (33kV) | EHT | Total | LT | HT (11kV) | HT (33kV) | EHT | Total | LT | HT (11kV) | HT (33kV) | EHT | Total | LT | HT (11kV) | HT (33kV) | EHT | Total | LT | HT (11kV) | HT (33kV) | EHT | Total | LT | HT (11kV) | HT (33kV) | EHT | Total | LT | HT (11kV) | HT (33kV) | EHT | Total | LT | HT (11kV) | HT (33kV) | EHT | Total | LT | HT (11kV) | HT (33kV) | EHT | Total
| 1 A:M | -14.6878 | -16.2997 | -16.3328 | 9.9823e-08 | -47.3203 | -2.7685 | -3.0723 | -3.0786 | 1.8816e-08 | -8.9194 | -0.74404 | -0.8257 | -0.82738 | 5.0568e-09 | -2.3971 | -0.01734 | -0.019243 | -0.019282 | 1.1785e-10 | -0.055865 | -26.5878 | -29.5058 | -29.5657 | 1.807e-07 | -85.6594 | -1.3268 | -1.4725 | -1.4755 | 9.0177e-09 | -4.2748 | -0.25405 | -0.28194 | -0.28251 | 1.7266e-09 | -0.8185 | -0.0030123 | -0.0033429 | -0.0033497 | 2.0473e-11 | -0.009705 | 0 | 0 | 0 | 0 | 0 | 0 | 0 | 0 | 0 | 0 | 0 | -5.3823 | -5.3933 | 3.2963e-08 | -10.7756 | 0 | 0 | 0 | 0 | 0 | 0 | -0.76773 | -0.76929 | 4.7017e-09 | -1.537 | 0 | -0.031862 | -0.031926 | 1.9513e-10 | -0.063788 | 0 | -0.71516 | -0.71662 | 4.3798e-09 | -1.4318 | 0 | -0.02864 | -0.028698 | 1.754e-10 | -0.057338 | 0 | -0.10316 | -0.10337 | 6.3179e-10 | -0.20654 | 0 | -3.1429 | 0 | 0 | -3.1429 | 0 | 0 | 0 | 0 | 0 | 0 | 0 | 0 | 0 | 0 | 0 | 0 | -1.4559 | 8.8979e-09 | -1.4559 | 0 | 0 | -0.00015964 | 9.7567e-13 | -0.00015964 | 0 | 0 | -0.01749 | 1.0689e-10 | -0.01749 | 0 | 0 | 0 | 0 | 0 | 0 | 0 | -1.4788 | 9.0383e-09 | -1.4788 | 0 | 0 | -0.1051 | 6.4236e-10 | -0.1051 | 0 | 0 | -0.007361 | 4.4989e-11 | -0.007361 | 0 | 0 | 0 | 0 | 0 | 0 | 0 | 0 | 0 | 0 | 0 | 0 | 0 | 2.2038e-08 | 2.2038e-08 | 0 | 0 | 0 | 0 | 0 | 0 | 0 | 0 | 1.4984e-10 | 1.4984e-10 | 0 | 0 | 0 | 0 | 0 | 0 | 0 | 0 | 6.9773e-08 | 6.9773e-08 | 0 | 0 | 0 | 1.3129e-08 | 1.3129e-08 | 0 | 0 | 0 | 0 | 0 | 0 | 0 | 0 | 2.484e-11 | 2.484e-11 | 0 | 0 | 0 | 0 | 0 | 0 | 0 | 0 | 2.845e-09 | 2.845e-09 | -46.3894 | -58.5095 | -61.693 | 4.8501e-07 | -166.5919
| 2 A:M | -13.6114 | -15.0438 | -15.1018 | 1.0398e-07 | -43.757 | -2.6467 | -2.9253 | -2.9365 | 2.0219e-08 | -8.5086 | -0.67829 | -0.74967 | -0.75256 | 5.1817e-09 | -2.1805 | -0.015215 | -0.016816 | -0.01688 | 1.1623e-10 | -0.048911 | -26.5977 | -29.3968 | -29.51 | 2.0319e-07 | -85.5045 | -1.3084 | -1.4461 | -1.4517 | 9.9956e-09 | -4.2063 | -0.25053 | -0.2769 | -0.27796 | 1.9139e-09 | -0.80539 | -0.0029705 | -0.0032832 | -0.0032958 | 2.2693e-11 | -0.0095495 | 0 | 0 | 0 | 0 | 0 | 0 | 0 | 0 | 0 | 0 | 0 | -4.9021 | -4.9209 | 3.1622e-08 | -9.823 | 0 | 0 | 0 | 0 | 0 | 0 | -0.70917 | -0.7119 | 4.5746e-09 | -1.4211 | 0 | -0.030093 | -0.030209 | 1.9412e-10 | -0.060302 | 0 | -0.70399 | -0.7067 | 4.5412e-09 | -1.4107 | 0 | -0.028116 | -0.028224 | 1.8137e-10 | -0.05634 | 0 | -0.1017 | -0.10209 | 6.5602e-10 | -0.20379 | 0 | -3.0832 | 0 | 0 | -3.0832 | 0 | 0 | 0 | 0 | 0 | 0 | 0 | 0 | 0 | 0 | 0 | 0 | -1.3936 | 8.9555e-09 | -1.3936 | 0 | 0 | -0.00015706 | 1.0093e-12 | -0.00015706 | 0 | 0 | -0.017114 | 1.0997e-10 | -0.017114 | 0 | 0 | 0 | 0 | 0 | 0 | 0 | -1.4697 | 9.444e-09 | -1.4697 | 0 | 0 | -0.10435 | 6.7052e-10 | -0.10435 | 0 | 0 | -0.0073894 | 4.7484e-11 | -0.0073894 | 0 | 0 | 0 | 0 | 0 | 0 | 0 | 0 | 0 | 0 | 0 | 0 | 0 | 2.2577e-08 | 2.2577e-08 | 0 | 0 | 0 | 0 | 0 | 0 | 0 | 0 | 1.5341e-10 | 1.5341e-10 | 0 | 0 | 0 | 0 | 0 | 0 | 0 | 0 | 7.2641e-08 | 7.2641e-08 | 0 | 0 | 0 | 1.3976e-08 | 1.3976e-08 | 0 | 0 | 0 | 0 | 0 | 0 | 0 | 0 | 2.5653e-11 | 2.5653e-11 | 0 | 0 | 0 | 0 | 0 | 0 | 0 | 0 | 2.9381e-09 | 2.9381e-09 | -45.1113 | -56.3338 | -59.5431 | 5.1793e-07 | -160.9882
| 3 A:M | -14.582 | -16.085 | -16.1225 | 1.1116e-07 | -46.7894 | -2.7077 | -2.9868 | -2.9937 | 2.064e-08 | -8.6882 | -0.75407 | -0.83179 | -0.83373 | 5.7482e-09 | -2.4196 | -0.015208 | -0.016775 | -0.016815 | 1.1593e-10 | -0.048798 | -28.0989 | -30.9951 | -31.0674 | 2.1419e-07 | -90.1613 | -1.3464 | -1.4851 | -1.4886 | 1.0263e-08 | -4.3201 | -0.25779 | -0.28436 | -0.28503 | 1.9651e-09 | -0.82719 | -0.0030567 | -0.0033717 | -0.0033796 | 2.3301e-11 | -0.009808 | 0 | 0 | 0 | 0 | 0 | 0 | 0 | 0 | 0 | 0 | 0 | -5.3582 | -5.3707 | 3.4491e-08 | -10.7289 | 0 | 0 | 0 | 0 | 0 | 0 | -0.69138 | -0.69299 | 4.4504e-09 | -1.3844 | 0 | -0.030045 | -0.030115 | 1.934e-10 | -0.06016 | 0 | -0.72945 | -0.73115 | 4.6954e-09 | -1.4606 | 0 | -0.028899 | -0.028967 | 1.8603e-10 | -0.057866 | 0 | -0.10421 | -0.10446 | 6.7082e-10 | -0.20867 | 0 | -3.145 | 0 | 0 | -3.145 | 0 | 0 | 0 | 0 | 0 | 0 | 0 | 0 | 0 | 0 | 0 | 0 | -1.5337 | 9.8495e-09 | -1.5337 | 0 | 0 | -0.00016105 | 1.0342e-12 | -0.00016105 | 0 | 0 | -0.017544 | 1.1267e-10 | -0.017544 | 0 | 0 | 0 | 0 | 0 | 0 | 0 | -1.5146 | 9.7267e-09 | -1.5146 | 0 | 0 | -0.1095 | 7.032e-10 | -0.1095 | 0 | 0 | -0.0081085 | 5.2073e-11 | -0.0081085 | 0 | 0 | 0 | 0 | 0 | 0 | 0 | 0 | 0 | 0 | 0 | 0 | 0 | 2.3355e-08 | 2.3355e-08 | 0 | 0 | 0 | 0 | 0 | 0 | 0 | 0 | 1.5864e-10 | 1.5864e-10 | 0 | 0 | 0 | 0 | 0 | 0 | 0 | 0 | 7.6736e-08 | 7.6736e-08 | 0 | 0 | 0 | 1.522e-08 | 1.522e-08 | 0 | 0 | 0 | 0 | 0 | 0 | 0 | 0 | 2.6363e-11 | 2.6363e-11 | 0 | 0 | 0 | 0 | 0 | 0 | 0 | 0 | 3.0194e-09 | 3.0194e-09 | -47.765 | -59.6304 | -62.9531 | 5.4776e-07 | -170.3486
| 4 A:M | -15.2844 | -16.8371 | -16.8619 | 1.1923e-07 | -48.9834 | -2.8696 | -3.1611 | -3.1657 | 2.2385e-08 | -9.1964 | -0.79257 | -0.87309 | -0.87437 | 6.1826e-09 | -2.54 | -0.0198 | -0.021811 | -0.021843 | 1.5445e-10 | -0.063453 | -30.3799 | -33.466 | -33.5152 | 2.3698e-07 | -97.3611 | -1.2501 | -1.3771 | -1.3791 | 9.7517e-09 | -4.0064 | -0.23936 | -0.26368 | -0.26407 | 1.8672e-09 | -0.76711 | -0.0031535 | -0.0034738 | -0.0034789 | 2.4599e-11 | -0.010106 | 0 | 0 | 0 | 0 | 0 | 0 | 0 | 0 | 0 | 0 | 0 | -5.5992 | -5.6075 | 3.6848e-08 | -11.2067 | 0 | 0 | 0 | 0 | 0 | 0 | -0.68378 | -0.68478 | 4.4999e-09 | -1.3686 | 0 | -0.031525 | -0.031572 | 2.0747e-10 | -0.063097 | 0 | -0.77184 | -0.77298 | 5.0795e-09 | -1.5448 | 0 | -0.029804 | -0.029848 | 1.9614e-10 | -0.059652 | 0 | -0.10939 | -0.10955 | 7.199e-10 | -0.21894 | 0 | -3.5377 | 0 | 0 | -3.5377 | 0 | 0 | 0 | 0 | 0 | 0 | 0 | 0 | 0 | 0 | 0 | 0 | -1.6181 | 1.0633e-08 | -1.6181 | 0 | 0 | -0.00016617 | 1.0919e-12 | -0.00016617 | 0 | 0 | -0.018253 | 1.1995e-10 | -0.018253 | 0 | 0 | 0 | 0 | 0 | 0 | 0 | -1.718 | 1.129e-08 | -1.718 | 0 | 0 | -0.11518 | 7.5689e-10 | -0.11518 | 0 | 0 | -0.0089494 | 5.881e-11 | -0.0089494 | 0 | 0 | 0 | 0 | 0 | 0 | 0 | 0 | 0 | 0 | 0 | 0 | 0 | 2.4957e-08 | 2.4957e-08 | 0 | 0 | 0 | 0 | 0 | 0 | 0 | 0 | 1.704e-10 | 1.704e-10 | 0 | 0 | 0 | 0 | 0 | 0 | 0 | 0 | 9.917e-08 | 9.917e-08 | 0 | 0 | 0 | 1.6537e-08 | 1.6537e-08 | 0 | 0 | 0 | 0 | 0 | 0 | 0 | 0 | 2.786e-11 | 2.786e-11 | 0 | 0 | 0 | 0 | 0 | 0 | 0 | 0 | 3.1908e-09 | 3.1908e-09 | -50.8389 | -63.229 | -66.8006 | 6.1104e-07 | -180.8684
| 5 A:M | -17.0885 | -18.7078 | -18.5902 | 1.2741e-07 | -54.3865 | -3.2222 | -3.5275 | -3.5053 | 2.4025e-08 | -10.255 | -0.87776 | -0.96093 | -0.95489 | 6.5447e-09 | -2.7936 | -0.018152 | -0.019872 | -0.019747 | 1.3534e-10 | -0.057771 | -34.4158 | -37.677 | -37.4403 | 2.5661e-07 | -109.5331 | -1.4757 | -1.6156 | -1.6054 | 1.1003e-08 | -4.6967 | -0.28256 | -0.30934 | -0.30739 | 2.1068e-09 | -0.89929 | -0.0033503 | -0.0036678 | -0.0036448 | 2.4981e-11 | -0.010663 | 0 | 0 | 0 | 0 | 0 | 0 | 0 | 0 | 0 | 0 | 0 | -6.0064 | -5.9687 | 3.7863e-08 | -11.9751 | 0 | 0 | 0 | 0 | 0 | 0 | -0.72623 | -0.72166 | 4.5779e-09 | -1.4479 | 0 | -0.034735 | -0.034517 | 2.1896e-10 | -0.069252 | 0 | -0.83203 | -0.8268 | 5.2449e-09 | -1.6588 | 0 | -0.031531 | -0.031333 | 1.9876e-10 | -0.062865 | 0 | -0.11825 | -0.11751 | 7.454e-10 | -0.23575 | 0 | -4.1589 | 0 | 0 | -4.1589 | 0 | 0 | 0 | 0 | 0 | 0 | 0 | 0 | 0 | 0 | 0 | 0 | -1.7483 | 1.1091e-08 | -1.7483 | 0 | 0 | -0.00017506 | 1.1105e-12 | -0.00017506 | 0 | 0 | -0.020551 | 1.3036e-10 | -0.020551 | 0 | 0 | 0 | 0 | 0 | 0 | 0 | -1.6864 | 1.0698e-08 | -1.6864 | 0 | 0 | -0.12311 | 7.8097e-10 | -0.12311 | 0 | 0 | -0.0098382 | 6.2409e-11 | -0.0098382 | 0 | 0 | 0 | 0 | 0 | 0 | 0 | 0 | 0 | 0 | 0 | 0 | 0 | 2.6316e-08 | 2.6316e-08 | 0 | 0 | 0 | 0 | 0 | 0 | 0 | 0 | 1.7393e-10 | 1.7393e-10 | 0 | 0 | 0 | 0 | 0 | 0 | 0 | 0 | 8.4254e-08 | 8.4254e-08 | 0 | 0 | 0 | 1.7058e-08 | 1.7058e-08 | 0 | 0 | 0 | 0 | 0 | 0 | 0 | 0 | 2.8348e-11 | 2.8348e-11 | 0 | 0 | 0 | 0 | 0 | 0 | 0 | 0 | 3.2468e-09 | 3.2468e-09 | -57.384 | -70.5708 | -73.7158 | 6.3055e-07 | -201.6707
| 6 A:M | -20.2547 | -21.9602 | -21.6467 | 1.4612e-07 | -63.8615 | -3.7578 | -4.0742 | -4.0161 | 2.711e-08 | -11.8482 | -1.0078 | -1.0927 | -1.0771 | 7.2707e-09 | -3.1775 | -0.024322 | -0.02637 | -0.025994 | 1.7547e-10 | -0.076687 | -41.2293 | -44.7009 | -44.0628 | 2.9744e-07 | -129.993 | -1.6087 | -1.7442 | -1.7193 | 1.1606e-08 | -5.0722 | -0.30803 | -0.33397 | -0.3292 | 2.2222e-09 | -0.97119 | -0.0036523 | -0.0039598 | -0.0039033 | 2.6349e-11 | -0.011515 | 0 | 0 | 0 | 0 | 0 | 0 | 0 | 0 | 0 | 0 | 0 | -6.6467 | -6.5518 | 4.0676e-08 | -13.1985 | 0 | 0 | 0 | 0 | 0 | 0 | -0.80511 | -0.79362 | 4.927e-09 | -1.5987 | 0 | -0.037851 | -0.037311 | 2.3164e-10 | -0.075161 | 0 | -0.92365 | -0.91046 | 5.6524e-09 | -1.8341 | 0 | -0.034147 | -0.033659 | 2.0897e-10 | -0.067806 | 0 | -0.13161 | -0.12973 | 8.054e-10 | -0.26134 | 0 | -5.1261 | 0 | 0 | -5.1261 | 0 | 0 | 0 | 0 | 0 | 0 | 0 | 0 | 0 | 0 | 0 | 0 | -1.9527 | 1.2123e-08 | -1.9527 | 0 | 0 | -0.00018862 | 1.171e-12 | -0.00018862 | 0 | 0 | -0.02627 | 1.6309e-10 | -0.02627 | 0 | 0 | 0 | 0 | 0 | 0 | 0 | -1.8909 | 1.1739e-08 | -1.8909 | 0 | 0 | -0.14573 | 9.0476e-10 | -0.14573 | 0 | 0 | -0.011293 | 7.0108e-11 | -0.011293 | 0 | 0 | 0 | 0 | 0 | 0 | 0 | 0 | 0 | 0 | 0 | 0 | 0 | 2.5981e-08 | 2.5981e-08 | 0 | 0 | 0 | 0 | 0 | 0 | 0 | 0 | 1.8476e-10 | 1.8476e-10 | 0 | 0 | 0 | 0 | 0 | 0 | 0 | 0 | 8.5703e-08 | 8.5703e-08 | 0 | 0 | 0 | 1.9023e-08 | 1.9023e-08 | 0 | 0 | 0 | 0 | 0 | 0 | 0 | 0 | 2.9993e-11 | 2.9993e-11 | 0 | 0 | 0 | 0 | 0 | 0 | 0 | 0 | 3.4352e-09 | 3.4352e-09 | -68.1943 | -82.5156 | -85.3647 | 7.0384e-07 | -236.0745
| 7 A:M | -26.1016 | -27.8744 | -27.0929 | 1.8064e-07 | -81.0689 | -4.7681 | -5.0919 | -4.9492 | 3.2999e-08 | -14.8092 | -1.1678 | -1.2471 | -1.2121 | 8.0819e-09 | -3.627 | -0.074878 | -0.079963 | -0.077721 | 5.1821e-10 | -0.23256 | -53.7425 | -57.3925 | -55.7834 | 3.7194e-07 | -166.9184 | -1.8279 | -1.952 | -1.8973 | 1.265e-08 | -5.6771 | -0.34998 | -0.37375 | -0.36328 | 2.4222e-09 | -1.087 | -0.0041498 | -0.0044316 | -0.0043074 | 2.872e-11 | -0.012889 | 0 | 0 | 0 | 0 | 0 | 0 | 0 | 0 | 0 | 0 | 0 | -7.5785 | -7.366 | 4.4708e-08 | -14.9445 | 0 | 0 | 0 | 0 | 0 | 0 | -1.0187 | -0.99018 | 6.0099e-09 | -2.0089 | 0 | -0.042775 | -0.041576 | 2.5234e-10 | -0.084351 | 0 | -1.0594 | -1.0297 | 6.25e-09 | -2.0892 | 0 | -0.043686 | -0.042462 | 2.5772e-10 | -0.086148 | 0 | -0.15041 | -0.14619 | 8.8732e-10 | -0.29661 | 0 | -6.9834 | 0 | 0 | -6.9834 | 0 | 0 | 0 | 0 | 0 | 0 | 0 | 0 | 0 | 0 | 0 | 0 | -2.3022 | 1.3973e-08 | -2.3022 | 0 | 0 | -0.00021124 | 1.2821e-12 | -0.00021124 | 0 | 0 | -0.031373 | 1.9041e-10 | -0.031373 | 0 | 0 | 0 | 0 | 0 | 0 | 0 | -2.0881 | 1.2674e-08 | -2.0881 | 0 | 0 | -0.1937 | 1.1756e-09 | -0.1937 | 0 | 0 | -0.013905 | 8.4396e-11 | -0.013905 | 0 | 0 | 0 | 0 | 0 | 0 | 0 | 0 | 0 | 0 | 0 | 0 | 0 | 2.3912e-08 | 2.3912e-08 | 0 | 0 | 0 | 0 | 0 | 0 | 0 | 0 | 2.0156e-10 | 2.0156e-10 | 0 | 0 | 0 | 0 | 0 | 0 | 0 | 0 | 9.4305e-08 | 9.4305e-08 | 0 | 0 | 0 | 2.3246e-08 | 2.3246e-08 | 0 | 0 | 0 | 0 | 0 | 0 | 0 | 0 | 3.2859e-11 | 3.2859e-11 | 0 | 0 | 0 | 0 | 0 | 0 | 0 | 0 | 3.7634e-09 | 3.7634e-09 | -88.0369 | -103.9096 | -105.6258 | 8.4121e-07 | -297.5723
| 8 A:M | -30.1358 | -31.7144 | -30.5962 | 2.0391e-07 | -92.4464 | -5.5778 | -5.87 | -5.663 | 3.7742e-08 | -17.1108 | -1.3062 | -1.3747 | -1.3262 | 8.8387e-09 | -4.0071 | -0.040075 | -0.042174 | -0.040687 | 2.7117e-10 | -0.12294 | -64.6634 | -68.0508 | -65.6514 | 4.3754e-07 | -198.3656 | -1.5864 | -1.6695 | -1.6107 | 1.0735e-08 | -4.8666 | -0.30376 | -0.31967 | -0.3084 | 2.0554e-09 | -0.93182 | -0.004502 | -0.0047379 | -0.0045708 | 3.0463e-11 | -0.013811 | 0 | 0 | 0 | 0 | 0 | 0 | 0 | 0 | 0 | 0 | 0 | -8.182 | -7.8935 | 4.7562e-08 | -16.0755 | 0 | 0 | 0 | 0 | 0 | 0 | -1.0938 | -1.0552 | 6.3582e-09 | -2.149 | 0 | -0.037101 | -0.035793 | 2.1567e-10 | -0.072894 | 0 | -1.1615 | -1.1205 | 6.7518e-09 | -2.282 | 0 | -0.082428 | -0.079521 | 4.7916e-10 | -0.16195 | 0 | -0.1625 | -0.15677 | 9.4464e-10 | -0.31928 | 0 | -7.9068 | 0 | 0 | -7.9068 | 0 | 0 | 0 | 0 | 0 | 0 | 0 | 0 | 0 | 0 | 0 | 0 | -2.5497 | 1.5363e-08 | -2.5497 | 0 | 0 | -0.00022713 | 1.3686e-12 | -0.00022713 | 0 | 0 | -0.032117 | 1.9352e-10 | -0.032117 | 0 | 0 | 0 | 0 | 0 | 0 | 0 | -2.4018 | 1.4472e-08 | -2.4018 | 0 | 0 | -0.22794 | 1.3734e-09 | -0.22794 | 0 | 0 | -0.015828 | 9.5374e-11 | -0.015828 | 0 | 0 | 0 | 0 | 0 | 0 | 0 | 0 | 0 | 0 | 0 | 0 | 0 | 2.2761e-08 | 2.2761e-08 | 0 | 0 | 0 | 0 | 0 | 0 | 0 | 0 | 2.1474e-10 | 2.1474e-10 | 0 | 0 | 0 | 0 | 0 | 0 | 0 | 0 | 1.0392e-07 | 1.0392e-07 | 0 | 0 | 0 | 2.8159e-08 | 2.8159e-08 | 0 | 0 | 0 | 0 | 0 | 0 | 0 | 0 | 3.498e-11 | 3.498e-11 | 0 | 0 | 0 | 0 | 0 | 0 | 0 | 0 | 4.0063e-09 | 4.0063e-09 | -103.618 | -119.7652 | -120.77 | 9.5404e-07 | -344.1533
| 9 A:M | -28.4584 | -29.9659 | -28.8814 | 1.9228e-07 | -87.3057 | -5.4573 | -5.7464 | -5.5385 | 3.6873e-08 | -16.7423 | -1.3734 | -1.4461 | -1.3938 | 9.2792e-09 | -4.2133 | -0.050006 | -0.052655 | -0.05075 | 3.3787e-10 | -0.15341 | -66.0315 | -69.5294 | -67.0132 | 4.4614e-07 | -202.5741 | -1.5837 | -1.6676 | -1.6072 | 1.07e-08 | -4.8585 | -0.30323 | -0.3193 | -0.30774 | 2.0488e-09 | -0.93027 | -0.0044943 | -0.0047324 | -0.0045611 | 3.0366e-11 | -0.013788 | 0 | 0 | 0 | 0 | 0 | 0 | 0 | 0 | 0 | 0 | 0 | -8.613 | -8.3013 | 4.9975e-08 | -16.9144 | 0 | 0 | 0 | 0 | 0 | 0 | -1.0848 | -1.0455 | 6.2942e-09 | -2.1303 | 0 | -0.033692 | -0.032473 | 1.9549e-10 | -0.066164 | 0 | -1.1905 | -1.1474 | 6.9074e-09 | -2.3378 | 0 | -0.082325 | -0.079346 | 4.7768e-10 | -0.16167 | 0 | -0.16145 | -0.15561 | 9.3677e-10 | -0.31705 | 0 | -7.4575 | 0 | 0 | -7.4575 | 0 | 0 | 0 | 0 | 0 | 0 | 0 | 0 | 0 | 0 | 0 | 0 | -2.5629 | 1.5429e-08 | -2.5629 | 0 | 0 | -0.00022387 | 1.3477e-12 | -0.00022387 | 0 | 0 | -0.030962 | 1.864e-10 | -0.030962 | 0 | 0 | 0 | 0 | 0 | 0 | 0 | -2.2488 | 1.3538e-08 | -2.2488 | 0 | 0 | -0.21129 | 1.272e-09 | -0.21129 | 0 | 0 | -0.015742 | 9.4769e-11 | -0.015742 | 0 | 0 | 0 | 0 | 0 | 0 | 0 | 0 | 0 | 0 | 0 | 0 | 0 | 2.1878e-08 | 2.1878e-08 | 0 | 0 | 0 | 0 | 0 | 0 | 0 | 0 | 2.1097e-10 | 2.1097e-10 | 0 | 0 | 0 | 0 | 0 | 0 | 0 | 0 | 1.028e-07 | 1.028e-07 | 0 | 0 | 0 | 2.8282e-08 | 2.8282e-08 | 0 | 0 | 0 | 0 | 0 | 0 | 0 | 0 | 3.4866e-11 | 3.4866e-11 | 0 | 0 | 0 | 0 | 0 | 0 | 0 | 0 | 3.9932e-09 | 3.9932e-09 | -103.2621 | -119.8978 | -120.6287 | 9.502e-07 | -343.7886
| 10 A:M | -26.1813 | -27.7839 | -26.8596 | 1.7853e-07 | -80.8248 | -5.344 | -5.6711 | -5.4825 | 3.6441e-08 | -16.4976 | -1.4128 | -1.4993 | -1.4494 | 9.6343e-09 | -4.3616 | -0.049499 | -0.052529 | -0.050782 | 3.3754e-10 | -0.15281 | -63.3787 | -67.2581 | -65.0207 | 4.3219e-07 | -195.6575 | -1.5445 | -1.639 | -1.5845 | 1.0532e-08 | -4.768 | -0.29572 | -0.31382 | -0.30339 | 2.0166e-09 | -0.91293 | -0.004383 | -0.0046513 | -0.0044966 | 2.9888e-11 | -0.013531 | 0 | 0 | 0 | 0 | 0 | 0 | 0 | 0 | 0 | 0 | 0 | -8.6023 | -8.3161 | 5.0073e-08 | -16.9184 | 0 | 0 | 0 | 0 | 0 | 0 | -1.0956 | -1.0591 | 6.3773e-09 | -2.1547 | 0 | -0.035598 | -0.034414 | 2.0721e-10 | -0.070012 | 0 | -1.1689 | -1.1301 | 6.8044e-09 | -2.299 | 0 | -0.039745 | -0.038423 | 2.3135e-10 | -0.078168 | 0 | -0.16889 | -0.16327 | 9.831e-10 | -0.33216 | 0 | -7.413 | 0 | 0 | -7.413 | 0 | 0 | 0 | 0 | 0 | 0 | 0 | 0 | 0 | 0 | 0 | 0 | -2.5313 | 1.5241e-08 | -2.5313 | 0 | 0 | -0.00021849 | 1.3156e-12 | -0.00021849 | 0 | 0 | -0.02879 | 1.7335e-10 | -0.02879 | 0 | 0 | 0 | 0 | 0 | 0 | 0 | -2.2807 | 1.3733e-08 | -2.2807 | 0 | 0 | -0.18781 | 1.1308e-09 | -0.18781 | 0 | 0 | -0.015636 | 9.4147e-11 | -0.015636 | 0 | 0 | 0 | 0 | 0 | 0 | 0 | 0 | 0 | 0 | 0 | 0 | 0 | 1.9492e-08 | 1.9492e-08 | 0 | 0 | 0 | 0 | 0 | 0 | 0 | 0 | 2.0718e-10 | 2.0718e-10 | 0 | 0 | 0 | 0 | 0 | 0 | 0 | 0 | 1.0332e-07 | 1.0332e-07 | 0 | 0 | 0 | 2.5364e-08 | 2.5364e-08 | 0 | 0 | 0 | 0 | 0 | 0 | 0 | 0 | 3.4278e-11 | 3.4278e-11 | 0 | 0 | 0 | 0 | 0 | 0 | 0 | 0 | 3.9259e-09 | 3.9259e-09 | -98.211 | -115.3334 | -116.5412 | 9.1711e-07 | -330.0856
| 11 A:M | -24.5793 | -26.1845 | -25.3436 | 1.6805e-07 | -76.1074 | -5.6692 | -6.0394 | -5.8455 | 3.876e-08 | -17.554 | -1.4305 | -1.5239 | -1.4749 | 9.7801e-09 | -4.4293 | -0.060723 | -0.064688 | -0.062611 | 4.1516e-10 | -0.18802 | -61.5656 | -65.5863 | -63.48 | 4.2093e-07 | -190.6319 | -1.52 | -1.6192 | -1.5672 | 1.0392e-08 | -4.7065 | -0.29103 | -0.31004 | -0.30008 | 1.9898e-09 | -0.90116 | -0.0043135 | -0.0045952 | -0.0044476 | 2.9492e-11 | -0.013356 | 0 | 0 | 0 | 0 | 0 | 0 | 0 | 0 | 0 | 0 | 0 | -8.5166 | -8.2431 | 4.9576e-08 | -16.7597 | 0 | 0 | 0 | 0 | 0 | 0 | -1.1169 | -1.081 | 6.5015e-09 | -2.1979 | 0 | -0.036487 | -0.035316 | 2.124e-10 | -0.071803 | 0 | -1.1419 | -1.1052 | 6.6471e-09 | -2.2471 | 0 | -0.037703 | -0.036492 | 2.1948e-10 | -0.074195 | 0 | -0.16795 | -0.16255 | 9.7764e-10 | -0.3305 | 0 | -7.2828 | 0 | 0 | -7.2828 | 0 | 0 | 0 | 0 | 0 | 0 | 0 | 0 | 0 | 0 | 0 | 0 | -2.4872 | 1.4959e-08 | -2.4872 | 0 | 0 | -0.0002136 | 1.2846e-12 | -0.0002136 | 0 | 0 | -0.026966 | 1.6218e-10 | -0.026966 | 0 | 0 | 0 | 0 | 0 | 0 | 0 | -2.1988 | 1.3224e-08 | -2.1988 | 0 | 0 | -0.18232 | 1.0965e-09 | -0.18232 | 0 | 0 | -0.015518 | 9.3331e-11 | -0.015518 | 0 | 0 | 0 | 0 | 0 | 0 | 0 | 0 | 0 | 0 | 0 | 0 | 0 | 1.8324e-08 | 1.8324e-08 | 0 | 0 | 0 | 0 | 0 | 0 | 0 | 0 | 2.038e-10 | 2.038e-10 | 0 | 0 | 0 | 0 | 0 | 0 | 0 | 0 | 1.0058e-07 | 1.0058e-07 | 0 | 0 | 0 | 2.4185e-08 | 2.4185e-08 | 0 | 0 | 0 | 0 | 0 | 0 | 0 | 0 | 3.3799e-11 | 3.3799e-11 | 0 | 0 | 0 | 0 | 0 | 0 | 0 | 0 | 3.8711e-09 | 3.8711e-09 | -95.1205 | -112.3502 | -113.6531 | 8.9121e-07 | -321.1238
| 12 A:M | -23.4647 | -24.938 | -24.2029 | 1.6077e-07 | -72.6056 | -5.7277 | -6.0873 | -5.9079 | 3.9244e-08 | -17.7228 | -1.3963 | -1.484 | -1.4402 | 9.5669e-09 | -4.3205 | -0.075053 | -0.079765 | -0.077414 | 5.1423e-10 | -0.23223 | -59.4783 | -63.2126 | -61.3494 | 4.0752e-07 | -184.0404 | -1.1187 | -1.1889 | -1.1539 | 7.6649e-09 | -3.4615 | -0.2142 | -0.22765 | -0.22094 | 1.4676e-09 | -0.66279 | -0.12699 | -0.13496 | -0.13098 | 8.7008e-10 | -0.39293 | 0 | 0 | 0 | 0 | 0 | 0 | 0 | 0 | 0 | 0 | 0 | -8.2866 | -8.0423 | 4.8556e-08 | -16.3289 | 0 | 0 | 0 | 0 | 0 | 0 | -1.1114 | -1.0787 | 6.5125e-09 | -2.1901 | 0 | -0.037866 | -0.03675 | 2.2188e-10 | -0.074616 | 0 | -1.1046 | -1.0721 | 6.4728e-09 | -2.1767 | 0 | -0.036881 | -0.035794 | 2.1611e-10 | -0.072675 | 0 | -0.173 | -0.1679 | 1.0137e-09 | -0.3409 | 0 | -6.3694 | 0 | 0 | -6.3694 | 0 | 0 | 0 | 0 | 0 | 0 | 0 | 0 | 0 | 0 | 0 | 0 | -2.4074 | 1.4535e-08 | -2.4074 | 0 | 0 | -0.00020192 | 1.2191e-12 | -0.00020192 | 0 | 0 | -0.025643 | 1.5482e-10 | -0.025643 | 0 | 0 | 0 | 0 | 0 | 0 | 0 | -2.1538 | 1.3004e-08 | -2.1538 | 0 | 0 | -0.1743 | 1.0523e-09 | -0.1743 | 0 | 0 | -0.015655 | 9.4522e-11 | -0.015655 | 0 | 0 | 0 | 0 | 0 | 0 | 0 | 0 | 0 | 0 | 0 | 0 | 0 | 1.8173e-08 | 1.8173e-08 | 0 | 0 | 0 | 0 | 0 | 0 | 0 | 0 | 2.0649e-10 | 2.0649e-10 | 0 | 0 | 0 | 0 | 0 | 0 | 0 | 0 | 1.0027e-07 | 1.0027e-07 | 0 | 0 | 0 | 2.2144e-08 | 2.2144e-08 | 0 | 0 | 0 | 0 | 0 | 0 | 0 | 0 | 3.3211e-11 | 3.3211e-11 | 0 | 0 | 0 | 0 | 0 | 0 | 0 | 0 | 3.8037e-09 | 3.8037e-09 | -91.602 | -108.1035 | -109.6942 | 8.6408e-07 | -309.3996
| 13 P:M | -22.4776 | -23.8143 | -23.1592 | 1.5479e-07 | -69.4511 | -5.6475 | -5.9833 | -5.8187 | 3.8891e-08 | -17.4494 | -1.3446 | -1.4246 | -1.3854 | 9.2599e-09 | -4.1547 | -0.058481 | -0.061958 | -0.060254 | 4.0273e-10 | -0.18069 | -57.806 | -61.2435 | -59.5588 | 3.9808e-07 | -178.6083 | -1.1013 | -1.1668 | -1.1347 | 7.584e-09 | -3.4027 | -0.21086 | -0.2234 | -0.21726 | 1.4521e-09 | -0.65153 | -0.12501 | -0.13245 | -0.1288 | 8.6089e-10 | -0.38626 | 0 | 0 | 0 | 0 | 0 | 0 | 0 | 0 | 0 | 0 | 0 | -7.9502 | -7.7315 | 4.7056e-08 | -15.6817 | 0 | 0 | 0 | 0 | 0 | 0 | -1.0956 | -1.0655 | 6.4849e-09 | -2.1612 | 0 | -0.036223 | -0.035227 | 2.144e-10 | -0.071449 | 0 | -1.0962 | -1.066 | 6.488e-09 | -2.1622 | 0 | -0.040795 | -0.039673 | 2.4146e-10 | -0.080468 | 0 | -0.16982 | -0.16515 | 1.0051e-09 | -0.33497 | 0 | -5.6555 | 0 | 0 | -5.6555 | 0 | 0 | 0 | 0 | 0 | 0 | 0 | 0 | 0 | 0 | 0 | 0 | -2.3739 | 1.4448e-08 | -2.3739 | 0 | 0 | -0.00020002 | 1.2174e-12 | -0.00020002 | 0 | 0 | -0.024294 | 1.4786e-10 | -0.024294 | 0 | 0 | 0 | 0 | 0 | 0 | 0 | -2.041 | 1.2422e-08 | -2.041 | 0 | 0 | -0.16645 | 1.013e-09 | -0.16645 | 0 | 0 | -0.015199 | 9.2504e-11 | -0.015199 | 0 | 0 | 0 | 0 | 0 | 0 | 0 | 0 | 0 | 0 | 0 | 0 | 0 | 1.8657e-08 | 1.8657e-08 | 0 | 0 | 0 | 0 | 0 | 0 | 0 | 0 | 2.0272e-10 | 2.0272e-10 | 0 | 0 | 0 | 0 | 0 | 0 | 0 | 0 | 1.0152e-07 | 1.0152e-07 | 0 | 0 | 0 | 2.2697e-08 | 2.2697e-08 | 0 | 0 | 0 | 0 | 0 | 0 | 0 | 0 | 3.2838e-11 | 3.2838e-11 | 0 | 0 | 0 | 0 | 0 | 0 | 0 | 0 | 3.761e-09 | 3.761e-09 | -88.7714 | -104.439 | -106.1872 | 8.4781e-07 | -299.3976
| 14 P:M | -21.568 | -22.9472 | -22.3364 | 1.4849e-07 | -66.8516 | -5.5125 | -5.8651 | -5.7089 | 3.7952e-08 | -17.0865 | -1.3039 | -1.3873 | -1.3504 | 8.9772e-09 | -4.0416 | -0.079369 | -0.084444 | -0.082196 | 5.4643e-10 | -0.24601 | -57.0793 | -60.7295 | -59.1129 | 3.9297e-07 | -176.9218 | -1.09 | -1.1597 | -1.1289 | 7.5045e-09 | -3.3786 | -0.20871 | -0.22206 | -0.21614 | 1.4369e-09 | -0.64691 | -0.12373 | -0.13165 | -0.12814 | 8.5187e-10 | -0.38352 | 0 | 0 | 0 | 0 | 0 | 0 | 0 | 0 | 0 | 0 | 0 | -7.7687 | -7.5619 | 4.5803e-08 | -15.3307 | 0 | 0 | 0 | 0 | 0 | 0 | -1.122 | -1.0921 | 6.6149e-09 | -2.2141 | 0 | -0.037438 | -0.036442 | 2.2073e-10 | -0.07388 | 0 | -1.0834 | -1.0545 | 6.3873e-09 | -2.1379 | 0 | -0.037606 | -0.036605 | 2.2172e-10 | -0.074212 | 0 | -0.16631 | -0.16188 | 9.8051e-10 | -0.32818 | 0 | -5.9323 | 0 | 0 | -5.9323 | 0 | 0 | 0 | 0 | 0 | 0 | 0 | 0 | 0 | 0 | 0 | 0 | -2.3556 | 1.4268e-08 | -2.3556 | 0 | 0 | -0.00019666 | 1.1912e-12 | -0.00019666 | 0 | 0 | -0.023886 | 1.4468e-10 | -0.023886 | 0 | 0 | 0 | 0 | 0 | 0 | 0 | -2.0382 | 1.2345e-08 | -2.0382 | 0 | 0 | -0.165 | 9.9939e-10 | -0.165 | 0 | 0 | -0.015661 | 9.4858e-11 | -0.015661 | 0 | 0 | 0 | 0 | 0 | 0 | 0 | 0 | 0 | 0 | 0 | 0 | 0 | 1.7683e-08 | 1.7683e-08 | 0 | 0 | 0 | 0 | 0 | 0 | 0 | 0 | 1.9934e-10 | 1.9934e-10 | 0 | 0 | 0 | 0 | 0 | 0 | 0 | 0 | 9.8124e-08 | 9.8124e-08 | 0 | 0 | 0 | 2.06e-08 | 2.06e-08 | 0 | 0 | 0 | 0 | 0 | 0 | 0 | 0 | 3.248e-11 | 3.248e-11 | 0 | 0 | 0 | 0 | 0 | 0 | 0 | 0 | 3.72e-09 | 3.72e-09 | -86.9656 | -102.7424 | -104.6059 | 8.2717e-07 | -294.3139
| 15 P:M | -20.9721 | -22.5142 | -21.9212 | 1.4536e-07 | -65.4076 | -5.4009 | -5.7981 | -5.6453 | 3.7435e-08 | -16.8443 | -1.3114 | -1.4078 | -1.3708 | 9.0896e-09 | -4.09 | -0.071419 | -0.076671 | -0.074651 | 4.9502e-10 | -0.22274 | -55.5088 | -59.5904 | -58.0208 | 3.8474e-07 | -173.12 | -1.0755 | -1.1546 | -1.1242 | 7.4547e-09 | -3.3543 | -0.20593 | -0.22108 | -0.21525 | 1.4274e-09 | -0.64226 | -0.12209 | -0.13107 | -0.12761 | 8.4621e-10 | -0.38077 | 0 | 0 | 0 | 0 | 0 | 0 | 0 | 0 | 0 | 0 | 0 | -7.9321 | -7.7232 | 4.6684e-08 | -15.6553 | 0 | 0 | 0 | 0 | 0 | 0 | -1.1533 | -1.1229 | 6.7874e-09 | -2.2761 | 0 | -0.041505 | -0.040412 | 2.4428e-10 | -0.081917 | 0 | -1.0887 | -1.0601 | 6.4077e-09 | -2.1488 | 0 | -0.037419 | -0.036434 | 2.2023e-10 | -0.073853 | 0 | -0.16637 | -0.16199 | 9.7915e-10 | -0.32836 | 0 | -6.2837 | 0 | 0 | -6.2837 | 0 | 0 | 0 | 0 | 0 | 0 | 0 | 0 | 0 | 0 | 0 | 0 | -2.318 | 1.4011e-08 | -2.318 | 0 | 0 | -0.00020282 | 1.226e-12 | -0.00020282 | 0 | 0 | -0.024015 | 1.4516e-10 | -0.024015 | 0 | 0 | 0 | 0 | 0 | 0 | 0 | -2.0113 | 1.2157e-08 | -2.0113 | 0 | 0 | -0.16552 | 1.0005e-09 | -0.16552 | 0 | 0 | -0.015292 | 9.2435e-11 | -0.015292 | 0 | 0 | 0 | 0 | 0 | 0 | 0 | 0 | 0 | 0 | 0 | 0 | 0 | 1.5416e-08 | 1.5416e-08 | 0 | 0 | 0 | 0 | 0 | 0 | 0 | 0 | 1.9769e-10 | 1.9769e-10 | 0 | 0 | 0 | 0 | 0 | 0 | 0 | 0 | 9.822e-08 | 9.822e-08 | 0 | 0 | 0 | 1.9666e-08 | 1.9666e-08 | 0 | 0 | 0 | 0 | 0 | 0 | 0 | 0 | 3.2246e-11 | 3.2246e-11 | 0 | 0 | 0 | 0 | 0 | 0 | 0 | 0 | 3.6932e-09 | 3.6932e-09 | -84.6682 | -101.3134 | -103.179 | 8.128e-07 | -289.1607
| 16 P:M | -20.7675 | -22.3105 | -21.7392 | 1.4457e-07 | -64.8172 | -5.4039 | -5.8055 | -5.6568 | 3.7618e-08 | -16.8662 | -1.3258 | -1.4243 | -1.3879 | 9.2294e-09 | -4.138 | -0.070081 | -0.075288 | -0.07336 | 4.8785e-10 | -0.21873 | -54.4054 | -58.4479 | -56.9511 | 3.7873e-07 | -169.8045 | -1.7878 | -1.9207 | -1.8715 | 1.2446e-08 | -5.58 | -0.34232 | -0.36776 | -0.35834 | 2.383e-09 | -1.0684 | -0.12177 | -0.13082 | -0.12747 | 8.4766e-10 | -0.38005 | 0 | 0 | 0 | 0 | 0 | 0 | 0 | 0 | 0 | 0 | 0 | -7.9832 | -7.7788 | 4.7162e-08 | -15.762 | 0 | 0 | 0 | 0 | 0 | 0 | -1.1154 | -1.0869 | 6.5896e-09 | -2.2023 | 0 | -0.046147 | -0.044965 | 2.7262e-10 | -0.091112 | 0 | -1.0728 | -1.0453 | 6.3377e-09 | -2.1181 | 0 | -0.037551 | -0.03659 | 2.2184e-10 | -0.074141 | 0 | -0.16731 | -0.16303 | 9.8844e-10 | -0.33035 | 0 | -6.2586 | 0 | 0 | -6.2586 | 0 | 0 | 0 | 0 | 0 | 0 | 0 | 0 | 0 | 0 | 0 | 0 | -2.335 | 1.4157e-08 | -2.335 | 0 | 0 | -0.00020423 | 1.2382e-12 | -0.00020423 | 0 | 0 | -0.024081 | 1.46e-10 | -0.024081 | 0 | 0 | 0 | 0 | 0 | 0 | 0 | -2.0392 | 1.2363e-08 | -2.0392 | 0 | 0 | -0.16712 | 1.0132e-09 | -0.16712 | 0 | 0 | -0.015126 | 9.1705e-11 | -0.015126 | 0 | 0 | 0 | 0 | 0 | 0 | 0 | 0 | 0 | 0 | 0 | 0 | 0 | 1.8089e-08 | 1.8089e-08 | 0 | 0 | 0 | 0 | 0 | 0 | 0 | 0 | 1.9778e-10 | 1.9778e-10 | 0 | 0 | 0 | 0 | 0 | 0 | 0 | 0 | 9.6848e-08 | 9.6848e-08 | 0 | 0 | 0 | 2.101e-08 | 2.101e-08 | 0 | 0 | 0 | 0 | 0 | 0 | 0 | 0 | 3.2297e-11 | 3.2297e-11 | 0 | 0 | 0 | 0 | 0 | 0 | 0 | 0 | 3.6991e-09 | 3.6991e-09 | -84.2247 | -100.9053 | -102.9019 | 8.1553e-07 | -288.0319
| 17 P:M | -21.0326 | -22.7076 | -22.1506 | 1.5014e-07 | -65.8908 | -5.4295 | -5.8619 | -5.7182 | 3.8758e-08 | -17.0096 | -1.297 | -1.4003 | -1.366 | 9.2586e-09 | -4.0633 | -0.068787 | -0.074265 | -0.072443 | 4.9102e-10 | -0.21549 | -50.6547 | -54.6888 | -53.3474 | 3.6159e-07 | -158.691 | -1.7499 | -1.8893 | -1.8429 | 1.2491e-08 | -5.4821 | -0.33506 | -0.36174 | -0.35287 | 2.3917e-09 | -1.0497 | -0.11918 | -0.12867 | -0.12552 | 8.5077e-10 | -0.37338 | 0 | 0 | 0 | 0 | 0 | 0 | 0 | 0 | 0 | 0 | 0 | -7.9848 | -7.789 | 4.821e-08 | -15.7738 | 0 | 0 | 0 | 0 | 0 | 0 | -1.0872 | -1.0605 | 6.564e-09 | -2.1477 | 0 | -0.050698 | -0.049454 | 3.061e-10 | -0.10015 | 0 | -1.0317 | -1.0064 | 6.2289e-09 | -2.038 | 0 | -0.036904 | -0.035999 | 2.2282e-10 | -0.072903 | 0 | -0.1734 | -0.16915 | 1.0469e-09 | -0.34255 | 0 | -6.0244 | 0 | 0 | -6.0244 | 0 | 0 | 0 | 0 | 0 | 0 | 0 | 0 | 0 | 0 | 0 | 0 | -2.185 | 1.3524e-08 | -2.185 | 0 | 0 | -0.00019901 | 1.2318e-12 | -0.00019901 | 0 | 0 | -0.022973 | 1.4219e-10 | -0.022973 | 0 | 0 | 0 | 0 | 0 | 0 | 0 | -1.9912 | 1.2325e-08 | -1.9912 | 0 | 0 | -0.16286 | 1.008e-09 | -0.16286 | 0 | 0 | -0.013844 | 8.5689e-11 | -0.013844 | 0 | 0 | 0 | 0 | 0 | 0 | 0 | 0 | 0 | 0 | 0 | 0 | 0 | 2.6909e-08 | 2.6909e-08 | 0 | 0 | 0 | 0 | 0 | 0 | 0 | 0 | 2.0105e-10 | 2.0105e-10 | 0 | 0 | 0 | 0 | 0 | 0 | 0 | 0 | 9.832e-08 | 9.832e-08 | 0 | 0 | 0 | 2.6072e-08 | 2.6072e-08 | 0 | 0 | 0 | 0 | 0 | 0 | 0 | 0 | 3.2387e-11 | 3.2387e-11 | 0 | 0 | 0 | 0 | 0 | 0 | 0 | 0 | 3.7094e-09 | 3.7094e-09 | -80.6868 | -97.4772 | -99.4625 | 8.2087e-07 | -277.6265
| 18 P:M | -18.6909 | -21.4811 | -21.3121 | 1.48e-07 | -61.4841 | -4.7541 | -5.4638 | -5.4208 | 3.7644e-08 | -15.6387 | -1.009 | -1.1597 | -1.1506 | 7.9899e-09 | -3.3193 | -0.049213 | -0.05656 | -0.056115 | 3.8969e-10 | -0.16189 | -22.5358 | -25.9 | -25.6962 | 1.7845e-07 | -74.1321 | -1.9172 | -2.2034 | -2.1861 | 1.5181e-08 | -6.3068 | -0.3671 | -0.4219 | -0.41858 | 2.9068e-09 | -1.2076 | -0.093272 | -0.1072 | -0.10635 | 7.3856e-10 | -0.30682 | 0 | 0 | 0 | 0 | 0 | 0 | 0 | 0 | 0 | 0 | 0 | -6.6263 | -6.5741 | 4.2353e-08 | -13.2004 | 0 | 0 | 0 | 0 | 0 | 0 | -1.0002 | -0.99235 | 6.3931e-09 | -1.9926 | 0 | -0.044272 | -0.043923 | 2.8297e-10 | -0.088195 | 0 | -0.77594 | -0.76983 | 4.9595e-09 | -1.5458 | 0 | -0.034683 | -0.034411 | 2.2168e-10 | -0.069094 | 0 | -0.15459 | -0.15338 | 9.8811e-10 | -0.30797 | 0 | -5.1471 | 0 | 0 | -5.1471 | 0 | 0 | 0 | 0 | 0 | 0 | 0 | 0 | 0 | 0 | 0 | 0 | -1.333 | 8.5875e-09 | -1.333 | 0 | 0 | -0.0001681 | 1.0829e-12 | -0.0001681 | 0 | 0 | -0.015866 | 1.0221e-10 | -0.015866 | 0 | 0 | 0 | 0 | 0 | 0 | 0 | -1.6391 | 1.056e-08 | -1.6391 | 0 | 0 | -0.11167 | 7.1939e-10 | -0.11167 | 0 | 0 | -0.0066241 | 4.2675e-11 | -0.0066241 | 0 | 0 | 0 | 0 | 0 | 0 | 0 | 0 | 0 | 0 | 0 | 0 | 0 | 2.6727e-08 | 2.6727e-08 | 0 | 0 | 0 | 0 | 0 | 0 | 0 | 0 | 1.7438e-10 | 1.7438e-10 | 0 | 0 | 0 | 0 | 0 | 0 | 0 | 0 | 8.3969e-08 | 8.3969e-08 | 0 | 0 | 0 | 2.125e-08 | 2.125e-08 | 0 | 0 | 0 | 0 | 0 | 0 | 0 | 0 | 2.7869e-11 | 2.7869e-11 | 0 | 0 | 0 | 0 | 0 | 0 | 0 | 0 | 3.1919e-09 | 3.1919e-09 | -49.4167 | -65.4297 | -68.0213 | 6.0185e-07 | -182.8676
| 19 P:M | -18.0586 | -21.4227 | -21.4342 | 1.506e-07 | -60.9155 | -4.5232 | -5.3659 | -5.3688 | 3.7721e-08 | -15.2579 | -0.85652 | -1.0161 | -1.0166 | 7.1429e-09 | -2.8892 | -0.041781 | -0.049565 | -0.049592 | 3.4843e-10 | -0.14094 | -12.7586 | -15.1354 | -15.1435 | 1.064e-07 | -43.0375 | -2.4403 | -2.8949 | -2.8965 | 2.0351e-08 | -8.2317 | -0.46725 | -0.5543 | -0.5546 | 3.8966e-09 | -1.5761 | -0.083104 | -0.098585 | -0.098638 | 6.9303e-10 | -0.28033 | 0 | 0 | 0 | 0 | 0 | 0 | 0 | 0 | 0 | 0 | 0 | -6.0685 | -6.0718 | 3.9822e-08 | -12.1404 | 0 | 0 | 0 | 0 | 0 | 0 | -1.011 | -1.0115 | 6.6341e-09 | -2.0225 | 0 | -0.042047 | -0.04207 | 2.7591e-10 | -0.084117 | 0 | -0.67197 | -0.67233 | 4.4095e-09 | -1.3443 | 0 | -0.056169 | -0.056199 | 3.6858e-10 | -0.11237 | 0 | -0.14366 | -0.14373 | 9.4268e-10 | -0.28739 | 0 | -4.7539 | 0 | 0 | -4.7539 | 0 | 0 | 0 | 0 | 0 | 0 | 0 | 0 | 0 | 0 | 0 | 0 | -1.1637 | 7.6324e-09 | -1.1637 | 0 | 0 | -0.00015649 | 1.0263e-12 | -0.00015649 | 0 | 0 | -0.01618 | 1.0611e-10 | -0.01618 | 0 | 0 | 0 | 0 | 0 | 0 | 0 | -1.4875 | 9.7558e-09 | -1.4875 | 0 | 0 | -0.093094 | 6.1056e-10 | -0.093094 | 0 | 0 | -0.0048237 | 3.1637e-11 | -0.0048237 | 0 | 0 | 0 | 0 | 0 | 0 | 0 | 0 | 0 | 0 | 0 | 0 | 0 | 2.5609e-08 | 2.5609e-08 | 0 | 0 | 0 | 0 | 0 | 0 | 0 | 0 | 1.6187e-10 | 1.6187e-10 | 0 | 0 | 0 | 0 | 0 | 0 | 0 | 0 | 8.041e-08 | 8.041e-08 | 0 | 0 | 0 | 1.6953e-08 | 1.6953e-08 | 0 | 0 | 0 | 0 | 0 | 0 | 0 | 0 | 2.6061e-11 | 2.6061e-11 | 0 | 0 | 0 | 0 | 0 | 0 | 0 | 0 | 2.9849e-09 | 2.9849e-09 | -39.2294 | -54.5307 | -57.3256 | 5.2388e-07 | -151.0857
| 20 P:M | -17.2509 | -20.4706 | -20.5626 | 1.4529e-07 | -58.284 | -4.1982 | -4.9817 | -5.0041 | 3.5357e-08 | -14.1839 | -0.78836 | -0.9355 | -0.9397 | 6.6396e-09 | -2.6636 | -0.042714 | -0.050686 | -0.050914 | 3.5974e-10 | -0.14431 | -11.4253 | -13.5576 | -13.6186 | 9.6224e-08 | -38.6015 | -2.1128 | -2.5071 | -2.5184 | 1.7794e-08 | -7.1382 | -0.40454 | -0.48004 | -0.4822 | 3.407e-09 | -1.3668 | -0.079943 | -0.094864 | -0.09529 | 6.7328e-10 | -0.2701 | 0 | 0 | 0 | 0 | 0 | 0 | 0 | 0 | 0 | 0 | 0 | -5.5613 | -5.5863 | 3.6941e-08 | -11.1475 | 0 | 0 | 0 | 0 | 0 | 0 | -0.98255 | -0.98696 | 6.5266e-09 | -1.9695 | 0 | -0.038025 | -0.038195 | 2.5258e-10 | -0.07622 | 0 | -0.60986 | -0.6126 | 4.051e-09 | -1.2225 | 0 | -0.053991 | -0.054234 | 3.5864e-10 | -0.10823 | 0 | -0.1347 | -0.1353 | 8.9471e-10 | -0.27 | 0 | -4.3185 | 0 | 0 | -4.3185 | 0 | 0 | 0 | 0 | 0 | 0 | 0 | 0 | 0 | 0 | 0 | 0 | -1.0587 | 7.0011e-09 | -1.0587 | 0 | 0 | -0.00015071 | 9.9659e-13 | -0.00015071 | 0 | 0 | -0.01544 | 1.021e-10 | -0.01544 | 0 | 0 | 0 | 0 | 0 | 0 | 0 | -1.4774 | 9.7699e-09 | -1.4774 | 0 | 0 | -0.083038 | 5.4911e-10 | -0.083038 | 0 | 0 | -0.004259 | 2.8164e-11 | -0.004259 | 0 | 0 | 0 | 0 | 0 | 0 | 0 | 0 | 0 | 0 | 0 | 0 | 0 | 2.4219e-08 | 2.4219e-08 | 0 | 0 | 0 | 0 | 0 | 0 | 0 | 0 | 1.5701e-10 | 1.5701e-10 | 0 | 0 | 0 | 0 | 0 | 0 | 0 | 0 | 7.5621e-08 | 7.5621e-08 | 0 | 0 | 0 | 1.896e-08 | 1.896e-08 | 0 | 0 | 0 | 0 | 0 | 0 | 0 | 0 | 2.5292e-11 | 2.5292e-11 | 0 | 0 | 0 | 0 | 0 | 0 | 0 | 0 | 2.8967e-09 | 2.8967e-09 | -36.3027 | -50.4585 | -53.3243 | 4.941e-07 | -140.0854
| 21 P:M | -15.1593 | -18.1625 | -18.3675 | 1.3068e-07 | -51.6893 | -3.477 | -4.1658 | -4.2128 | 2.9973e-08 | -11.8556 | -0.70017 | -0.83888 | -0.84835 | 6.0358e-09 | -2.3874 | -0.029774 | -0.035672 | -0.036075 | 2.5667e-10 | -0.10152 | -9.6794 | -11.597 | -11.7279 | 8.3442e-08 | -33.0043 | -1.2945 | -1.5509 | -1.5684 | 1.1159e-08 | -4.4138 | -0.24785 | -0.29696 | -0.30031 | 2.1366e-09 | -0.84511 | -0.07347 | -0.088025 | -0.089019 | 6.3335e-10 | -0.25051 | 0 | 0 | 0 | 0 | 0 | 0 | 0 | 0 | 0 | 0 | 0 | -5.0401 | -5.097 | 3.4105e-08 | -10.1372 | 0 | 0 | 0 | 0 | 0 | 0 | -0.89066 | -0.90071 | 6.0268e-09 | -1.7914 | 0 | -0.033748 | -0.034129 | 2.2837e-10 | -0.067878 | 0 | -0.54631 | -0.55248 | 3.6968e-09 | -1.0988 | 0 | -0.04999 | -0.050554 | 3.3827e-10 | -0.10054 | 0 | -0.11968 | -0.12103 | 8.0981e-10 | -0.2407 | 0 | -3.5426 | 0 | 0 | -3.5426 | 0 | 0 | 0 | 0 | 0 | 0 | 0 | 0 | 0 | 0 | 0 | 0 | -0.94916 | 6.351e-09 | -0.94916 | 0 | 0 | -0.00014016 | 9.3784e-13 | -0.00014016 | 0 | 0 | -0.014421 | 9.6493e-11 | -0.014421 | 0 | 0 | 0 | 0 | 0 | 0 | 0 | -1.3299 | 8.8987e-09 | -1.3299 | 0 | 0 | -0.072591 | 4.8572e-10 | -0.072591 | 0 | 0 | -0.0036136 | 2.4179e-11 | -0.0036136 | 0 | 0 | 0 | 0 | 0 | 0 | 0 | 0 | 0 | 0 | 0 | 0 | 0 | 2.2923e-08 | 2.2923e-08 | 0 | 0 | 0 | 0 | 0 | 0 | 0 | 0 | 1.4573e-10 | 1.4573e-10 | 0 | 0 | 0 | 0 | 0 | 0 | 0 | 0 | 6.999e-08 | 6.999e-08 | 0 | 0 | 0 | 1.5443e-08 | 1.5443e-08 | 0 | 0 | 0 | 0 | 0 | 0 | 0 | 0 | 2.374e-11 | 2.374e-11 | 0 | 0 | 0 | 0 | 0 | 0 | 0 | 0 | 2.719e-09 | 2.719e-09 | -30.6614 | -43.4163 | -46.2762 | 4.3663e-07 | -120.3539
| 22 P:M | -13.1047 | -15.8584 | -16.1415 | 1.1524e-07 | -45.1046 | -2.703 | -3.2709 | -3.3293 | 2.377e-08 | -9.3032 | -0.61896 | -0.74903 | -0.7624 | 5.4431e-09 | -2.1304 | -0.02325 | -0.028136 | -0.028638 | 2.0446e-10 | -0.080025 | -8.3493 | -10.1038 | -10.2841 | 7.3424e-08 | -28.7373 | -1.1988 | -1.4507 | -1.4766 | 1.0542e-08 | -4.126 | -0.22953 | -0.27776 | -0.28272 | 2.0185e-09 | -0.79001 | -0.068038 | -0.082336 | -0.083805 | 5.9833e-10 | -0.23418 | 0 | 0 | 0 | 0 | 0 | 0 | 0 | 0 | 0 | 0 | 0 | -4.6327 | -4.7154 | 3.1788e-08 | -9.3481 | 0 | 0 | 0 | 0 | 0 | 0 | -0.75876 | -0.7723 | 5.2063e-09 | -1.5311 | 0 | -0.030229 | -0.030769 | 2.0742e-10 | -0.060998 | 0 | -0.51284 | -0.52199 | 3.5189e-09 | -1.0348 | 0 | -0.046674 | -0.047507 | 3.2026e-10 | -0.094181 | 0 | -0.10541 | -0.10729 | 7.2326e-10 | -0.2127 | 0 | -3.0274 | 0 | 0 | -3.0274 | 0 | 0 | 0 | 0 | 0 | 0 | 0 | 0 | 0 | 0 | 0 | 0 | -0.86001 | 5.7976e-09 | -0.86001 | 0 | 0 | -0.00013223 | 8.9139e-13 | -0.00013223 | 0 | 0 | -0.013171 | 8.879e-11 | -0.013171 | 0 | 0 | 0 | 0 | 0 | 0 | 0 | -1.2444 | 8.3891e-09 | -1.2444 | 0 | 0 | -0.064356 | 4.3385e-10 | -0.064356 | 0 | 0 | -0.0032078 | 2.1625e-11 | -0.0032078 | 0 | 0 | 0 | 0 | 0 | 0 | 0 | 0 | 0 | 0 | 0 | 0 | 0 | 1.9852e-08 | 1.9852e-08 | 0 | 0 | 0 | 0 | 0 | 0 | 0 | 0 | 1.3724e-10 | 1.3724e-10 | 0 | 0 | 0 | 0 | 0 | 0 | 0 | 0 | 6.4826e-08 | 6.4826e-08 | 0 | 0 | 0 | 1.3652e-08 | 1.3652e-08 | 0 | 0 | 0 | 0 | 0 | 0 | 0 | 0 | 2.2386e-11 | 2.2386e-11 | 0 | 0 | 0 | 0 | 0 | 0 | 0 | 0 | 2.564e-09 | 2.564e-09 | -26.2955 | -37.9078 | -40.7696 | 3.8879e-07 | -104.9729
| 23 P:M | -11.2305 | -13.7132 | -14.0607 | 1.0059e-07 | -39.0044 | -2.2566 | -2.7554 | -2.8252 | 2.0211e-08 | -7.8372 | -0.54459 | -0.66498 | -0.68183 | 4.8776e-09 | -1.8914 | -0.018673 | -0.022801 | -0.023379 | 1.6725e-10 | -0.064853 | -7.2879 | -8.899 | -9.1245 | 6.5275e-08 | -25.3115 | -0.92411 | -1.1284 | -1.157 | 8.2768e-09 | -3.2095 | -0.17694 | -0.21606 | -0.22153 | 1.5848e-09 | -0.61453 | -0.06294 | -0.076854 | -0.078801 | 5.6372e-10 | -0.21859 | 0 | 0 | 0 | 0 | 0 | 0 | 0 | 0 | 0 | 0 | 0 | -4.2506 | -4.3583 | 2.9552e-08 | -8.6089 | 0 | 0 | 0 | 0 | 0 | 0 | -0.66978 | -0.68676 | 4.6566e-09 | -1.3565 | 0 | -0.027305 | -0.027997 | 1.8983e-10 | -0.055301 | 0 | -0.48192 | -0.49413 | 3.3505e-09 | -0.97604 | 0 | -0.021746 | -0.022297 | 1.5119e-10 | -0.044043 | 0 | -0.091716 | -0.09404 | 6.3765e-10 | -0.18576 | 0 | -2.5241 | 0 | 0 | -2.5241 | 0 | 0 | 0 | 0 | 0 | 0 | 0 | 0 | 0 | 0 | 0 | 0 | -0.81091 | 5.4984e-09 | -0.81091 | 0 | 0 | -0.00012437 | 8.4333e-13 | -0.00012437 | 0 | 0 | -0.011799 | 8.0003e-11 | -0.011799 | 0 | 0 | 0 | 0 | 0 | 0 | 0 | -1.1507 | 7.8025e-09 | -1.1507 | 0 | 0 | -0.067303 | 4.5635e-10 | -0.067303 | 0 | 0 | -0.0036666 | 2.4861e-11 | -0.0036666 | 0 | 0 | 0 | 0 | 0 | 0 | 0 | 0 | 0 | 0 | 0 | 0 | 0 | 1.5964e-08 | 1.5964e-08 | 0 | 0 | 0 | 0 | 0 | 0 | 0 | 0 | 1.2939e-10 | 1.2939e-10 | 0 | 0 | 0 | 0 | 0 | 0 | 0 | 0 | 6.1175e-08 | 6.1175e-08 | 0 | 0 | 0 | 1.1129e-08 | 1.1129e-08 | 0 | 0 | 0 | 0 | 0 | 0 | 0 | 0 | 2.1056e-11 | 2.1056e-11 | 0 | 0 | 0 | 0 | 0 | 0 | 0 | 0 | 2.4115e-09 | 2.4115e-09 | -22.5023 | -33.0197 | -35.9009 | 3.4477e-07 | -91.423
| 24 P:M | -11.8805 | -14.039 | -14.3406 | 1.0075e-07 | -40.2601 | -2.3167 | -2.7377 | -2.7965 | 1.9647e-08 | -7.8509 | -0.59486 | -0.70294 | -0.71804 | 5.0446e-09 | -2.0158 | -0.0176 | -0.020798 | -0.021245 | 1.4925e-10 | -0.059642 | -12.2342 | -14.457 | -14.7676 | 1.0375e-07 | -41.4588 | -1.0373 | -1.2257 | -1.2521 | 8.7964e-09 | -3.5151 | -0.19861 | -0.23469 | -0.23973 | 1.6843e-09 | -0.67303 | -0.070647 | -0.083483 | -0.085276 | 5.9911e-10 | -0.23941 | 0 | 0 | 0 | 0 | 0 | 0 | 0 | 0 | 0 | 0 | 0 | -4.5499 | -4.6476 | 3.0801e-08 | -9.1975 | 0 | 0 | 0 | 0 | 0 | 0 | -0.67966 | -0.69426 | 4.601e-09 | -1.3739 | 0 | -0.028169 | -0.028774 | 1.9069e-10 | -0.056943 | 0 | -0.5283 | -0.53965 | 3.5764e-09 | -1.068 | 0 | -0.023683 | -0.024191 | 1.6032e-10 | -0.047874 | 0 | -0.097226 | -0.099315 | 6.5818e-10 | -0.19654 | 0 | -2.7489 | 0 | 0 | -2.7489 | 0 | 0 | 0 | 0 | 0 | 0 | 0 | 0 | 0 | 0 | 0 | 0 | -1.1179 | 7.4084e-09 | -1.1179 | 0 | 0 | -0.00013548 | 8.9785e-13 | -0.00013548 | 0 | 0 | -0.01415 | 9.3773e-11 | -0.01415 | 0 | 0 | 0 | 0 | 0 | 0 | 0 | -1.2496 | 8.2816e-09 | -1.2496 | 0 | 0 | -0.073194 | 4.8507e-10 | -0.073194 | 0 | 0 | -0.0039875 | 2.6426e-11 | -0.0039875 | 0 | 0 | 0 | 0 | 0 | 0 | 0 | 0 | 0 | 0 | 0 | 0 | 0 | 1.708e-08 | 1.708e-08 | 0 | 0 | 0 | 0 | 0 | 0 | 0 | 0 | 1.3787e-10 | 1.3787e-10 | 0 | 0 | 0 | 0 | 0 | 0 | 0 | 0 | 6.529e-08 | 6.529e-08 | 0 | 0 | 0 | 1.0946e-08 | 1.0946e-08 | 0 | 0 | 0 | 0 | 0 | 0 | 0 | 0 | 2.2435e-11 | 2.2435e-11 | 0 | 0 | 0 | 0 | 0 | 0 | 0 | 0 | 2.5696e-09 | 2.5696e-09 | -28.3504 | -39.4082 | -42.7139 | 3.9275e-07 | -110.4726
| Max | -11.2305 | -13.7132 | -14.0607 | 2.0391e-07 | -39.0044 | -2.2566 | -2.7377 | -2.7965 | 3.9244e-08 | -7.8372 | -0.54459 | -0.66498 | -0.68183 | 9.7801e-09 | -1.8914 | -0.015208 | -0.016775 | -0.016815 | 5.4643e-10 | -0.048798 | -7.2879 | -8.899 | -9.1245 | 4.4614e-07 | -25.3115 | -0.92411 | -1.1284 | -1.1242 | 2.0351e-08 | -3.2095 | -0.17694 | -0.21606 | -0.21525 | 3.8966e-09 | -0.61453 | -0.0029705 | -0.0032832 | -0.0032958 | 8.7008e-10 | -0.0095495 | 0 | 0 | 0 | 0 | 0 | 0 | 0 | 0 | 0 | 0 | 0 | -4.2506 | -4.3583 | 5.0073e-08 | -8.6089 | 0 | 0 | 0 | 0 | 0 | 0 | -0.66978 | -0.68478 | 6.7874e-09 | -1.3565 | 0 | -0.027305 | -0.027997 | 3.061e-10 | -0.055301 | 0 | -0.48192 | -0.49413 | 6.9074e-09 | -0.97604 | 0 | -0.021746 | -0.022297 | 4.7916e-10 | -0.044043 | 0 | -0.091716 | -0.09404 | 1.0469e-09 | -0.18576 | 0 | -2.5241 | 0 | 0 | -2.5241 | 0 | 0 | 0 | 0 | 0 | 0 | 0 | 0 | 0 | 0 | 0 | 0 | -0.81091 | 1.5429e-08 | -0.81091 | 0 | 0 | -0.00012437 | 1.3686e-12 | -0.00012437 | 0 | 0 | -0.011799 | 1.9352e-10 | -0.011799 | 0 | 0 | 0 | 0 | 0 | 0 | 0 | -1.1507 | 1.4472e-08 | -1.1507 | 0 | 0 | -0.064356 | 1.3734e-09 | -0.064356 | 0 | 0 | -0.0032078 | 9.5374e-11 | -0.0032078 | 0 | 0 | 0 | 0 | 0 | 0 | 0 | 0 | 0 | 0 | 0 | 0 | 0 | 2.6909e-08 | 2.6909e-08 | 0 | 0 | 0 | 0 | 0 | 0 | 0 | 0 | 2.1474e-10 | 2.1474e-10 | 0 | 0 | 0 | 0 | 0 | 0 | 0 | 0 | 1.0392e-07 | 1.0392e-07 | 0 | 0 | 0 | 2.8282e-08 | 2.8282e-08 | 0 | 0 | 0 | 0 | 0 | 0 | 0 | 0 | 3.498e-11 | 3.498e-11 | 0 | 0 | 0 | 0 | 0 | 0 | 0 | 0 | 4.0063e-09 | 4.0063e-09 | -22.5023 | -33.0197 | -35.9009 | 9.5404e-07 | -91.423
Note on AQ5: GDC: New Category
Note on AR5: GDC: New Category
Note on CO5: GDC: New Category
Note on CT5: GDC: New Category
Note on EH5: GDC: New Category
Note on GJ5: GDC: New Category
Note on GK5: GDC: New Category

## Tech-Loss-LT
TECH-LOSS-LT
Low Tension Categories
| Hour of the Day | Domestic (LT I) | Commercial (LT II) | Industry (LT III) | Cottage Industry (LT IV) | Agriculture (LT V) | Street Lighting & PWS (LT VI) | Others (LT VII & LT VIII) | Spare(Temporary) | CPWS (Carved out of LT -VI CPWS sales & LT: III Industry Category) | Others 2 | Total | Load Square | Profile | Hourly Loss Load (LT) | Hourly Loss Load (HT 11kV) | Hourly Loss Load (HT 33kV) | Hourly Loss Load (EHT)
| 1 A:M | 495.2249 | 93.3454 | 25.0868 | 0.58465 | 896.4585 | 44.7371 | 8.5659 | 0.10157 | 0 | 0 | 1564.1048 | 2446423.6741 | 44.77% | -46.3894 | -51.4805 | -51.5851 | 3.1528e-07 | 66.91%
| 2 A:M | 465.3895 | 90.4952 | 23.1916 | 0.5202 | 909.4064 | 44.7371 | 8.5659 | 0.10157 | 0 | 0 | 1542.4074 | 2379020.7345 | 43.54% | -45.1113 | -49.8587 | -50.0507 | 3.4462e-07 | 65.98%
| 3 A:M | 484.527 | 89.9704 | 25.056 | 0.50532 | 933.6633 | 44.7371 | 8.5659 | 0.10157 | 0 | 0 | 1587.1265 | 2518970.4253 | 46.1% | -47.765 | -52.6882 | -52.8111 | 3.6411e-07 | 67.89%
| 4 A:M | 492.2751 | 92.4226 | 25.5269 | 0.6377 | 978.4624 | 40.2634 | 7.7093 | 0.10157 | 0 | 0 | 1637.3989 | 2681075.2131 | 49.06% | -50.8389 | -56.0034 | -56.0857 | 3.9658e-07 | 70.05%
| 5 A:M | 518.0422 | 97.6806 | 26.6094 | 0.55028 | 1043.3234 | 44.7371 | 8.5659 | 0.10157 | 0 | 0 | 1739.6104 | 3026244.2871 | 55.38% | -57.384 | -62.8216 | -62.4269 | 4.2786e-07 | 74.42%
| 6 A:M | 563.2579 | 104.5007 | 28.0259 | 0.67638 | 1146.5368 | 44.7371 | 8.5659 | 0.10157 | 0 | 0 | 1896.4022 | 3596341.4365 | 65.81% | -68.1943 | -73.9365 | -72.881 | 4.9198e-07 | 81.13%
| 7 A:M | 638.8399 | 116.6997 | 28.5812 | 1.8326 | 1315.3519 | 44.7371 | 8.5659 | 0.10157 | 0 | 0 | 2154.7098 | 4642774.2516 | 84.96% | -88.0369 | -94.016 | -91.3801 | 6.0929e-07 | 92.18%
| 8 A:M | 679.8628 | 125.835 | 29.4689 | 0.9041 | 1458.8058 | 35.7896 | 6.8527 | 0.10157 | 0 | 0 | 2337.6205 | 5464469.6759 | 100% | -103.618 | -109.046 | -105.2011 | 7.0113e-07 | 100%
| 9 A:M | 643.1262 | 123.3297 | 31.0367 | 1.1301 | 1492.2359 | 35.7896 | 6.8527 | 0.10157 | 0 | 0 | 2333.6025 | 5445700.6552 | 99.66% | -103.2621 | -108.7321 | -104.7972 | 6.9769e-07 | 99.83%
| 10 A:M | 606.6921 | 123.835 | 32.7392 | 1.147 | 1468.6554 | 35.7896 | 6.8527 | 0.10157 | 0 | 0 | 2275.8127 | 5179323.6628 | 94.78% | -98.211 | -104.2224 | -100.7554 | 6.6971e-07 | 97.36%
| 11 A:M | 578.7465 | 133.4868 | 33.6817 | 1.4298 | 1449.6303 | 35.7896 | 6.8527 | 0.10157 | 0 | 0 | 2239.719 | 5016341.3299 | 91.8% | -95.1205 | -101.3327 | -98.0784 | 6.5034e-07 | 95.81%
| 12 A:M | 563.0144 | 137.4305 | 33.5029 | 1.8008 | 1427.1272 | 26.8422 | 5.1395 | 3.047 | 0 | 0 | 2197.9045 | 4830784.1283 | 88.4% | -91.602 | -97.3532 | -94.4836 | 6.2762e-07 | 94.02%
| 13 P:M | 547.861 | 137.649 | 32.774 | 1.4254 | 1408.9412 | 26.8422 | 5.1395 | 3.047 | 0 | 0 | 2163.6793 | 4681508.0329 | 85.67% | -88.7714 | -94.0502 | -91.4631 | 6.1132e-07 | 92.56%
| 14 P:M | 531.1191 | 135.7481 | 32.1099 | 1.9545 | 1405.5995 | 26.8422 | 5.1395 | 3.047 | 0 | 0 | 2141.5597 | 4586278.138 | 83.93% | -86.9656 | -92.527 | -90.0639 | 5.9873e-07 | 91.61%
| 15 P:M | 523.406 | 134.7921 | 32.729 | 1.7824 | 1385.3451 | 26.8422 | 5.1395 | 3.047 | 0 | 0 | 2113.0834 | 4465121.4076 | 81.71% | -84.6682 | -90.894 | -88.4998 | 5.8685e-07 | 90.39%
| 16 P:M | 519.6608 | 135.2218 | 33.176 | 1.7536 | 1361.3792 | 44.7371 | 8.5659 | 3.047 | 0 | 0 | 2107.5414 | 4441730.8629 | 81.28% | -84.2247 | -90.4828 | -88.1657 | 5.8631e-07 | 90.16%
| 17 P:M | 537.7097 | 138.8092 | 33.1592 | 1.7586 | 1295.0162 | 44.7371 | 8.5659 | 3.047 | 0 | 0 | 2062.8029 | 4255155.7197 | 77.87% | -80.6868 | -87.1126 | -84.976 | 5.7597e-07 | 88.24%
| 18 P:M | 610.5901 | 155.3053 | 32.9633 | 1.6077 | 736.1955 | 62.6319 | 11.9923 | 3.047 | 0 | 0 | 1614.333 | 2606071.1644 | 47.69% | -49.4167 | -56.7937 | -56.3468 | 3.913e-07 | 69.06%
| 19 P:M | 662.1165 | 165.844 | 31.4044 | 1.5319 | 467.7923 | 89.4741 | 17.1318 | 3.047 | 0 | 0 | 1438.342 | 2068827.7416 | 37.86% | -39.2294 | -46.5374 | -46.5625 | 3.2715e-07 | 61.53%
| 20 P:M | 657.5055 | 160.0096 | 30.0478 | 1.628 | 435.4653 | 80.5267 | 15.4186 | 3.047 | 0 | 0 | 1383.6485 | 1914483.212 | 35.04% | -36.3027 | -43.0781 | -43.2717 | 3.0574e-07 | 59.19%
| 21 P:M | 628.6942 | 144.1989 | 29.0378 | 1.2348 | 401.4298 | 53.6845 | 10.2791 | 3.047 | 0 | 0 | 1271.606 | 1616981.7917 | 29.59% | -30.6614 | -36.7358 | -37.1504 | 2.6432e-07 | 54.4%
| 22 P:M | 586.87 | 121.0473 | 27.7192 | 1.0412 | 373.91 | 53.6845 | 10.2791 | 3.047 | 0 | 0 | 1177.5982 | 1386737.5727 | 25.38% | -26.2955 | -31.8211 | -32.389 | 2.3124e-07 | 50.38%
| 23 P:M | 543.6798 | 109.2419 | 26.364 | 0.90398 | 352.8158 | 44.7371 | 8.5659 | 3.047 | 0 | 0 | 1089.3553 | 1186694.9792 | 21.72% | -22.5023 | -27.4767 | -28.1729 | 2.0154e-07 | 46.6%
| 24 P:M | 512.4023 | 99.9204 | 25.6563 | 0.75908 | 527.6583 | 44.7371 | 8.5659 | 3.047 | 0 | 0 | 1222.7463 | 1495108.5896 | 27.36% | -28.3504 | -33.5013 | -34.2211 | 2.4042e-07 | 52.31%
| Peak Demand | 679.8628 | 165.844 | 33.6817 | 1.9545 | 1492.2359 | 89.4741 | 17.1318 | 3.047 | 0 | 0 | 2337.6205 | 5464469.6759 | 100% | -22.5023 | -27.4767 | -28.1729 | 7.0113e-07 | 100%
-1.5536
[14 empty] | Technical Losses Coefficient |  | 35%
[14 empty] | Loss Load | -103.618 | -1.5536
-103.618
Note on K5: GDC: New Category
Note on L5: GDC: New Category

## Tech-Loss-HT(11kV)
TECH-LOSS-HT(11kV)
High Tension (11kV)
| Hour of the Day | LT Load | Industry (HT IA) | Ferro Alloys (HT IB) | Others (HT II) | Railway Stations, Bus Stations & Airports (HT III) | Irrigation, Agriculture & CPWS (HT IV) | Townships & Residential Colonies (HT VI) | Spare (Temporary) | RESCOS | CPWS (Carved out of HT -IV(B) CPWS sales & HT: I (A) Industry Category) | Others 2 | Self Total | Grand Total | Load Square | Profile | Hourly Loss Load Tot | Loss Load Self | Hourly Loss Load (HT 33kV) | Hourly Loss Load (EHT)
| 1 A:M | 1517.7154 | 158.6788 | 0 | 22.6337 | 0.93933 | 21.084 | 0.84434 | 3.0414 | 92.6562 | 0 | 0 | 299.8778 | 1817.5932 | 3303644.9657 | 48.29% | -61.6523 | -10.1718 | -10.1924 | 6.2294e-08
| 2 A:M | 1497.2961 | 147.2124 | 0 | 21.2968 | 0.90371 | 21.1412 | 0.84434 | 3.0541 | 92.5907 | 0 | 0 | 287.0432 | 1784.3393 | 3183866.8975 | 46.54% | -59.417 | -9.5583 | -9.5951 | 6.1658e-08
| 3 A:M | 1539.3614 | 156.5479 | 0 | 20.1995 | 0.8778 | 21.3119 | 0.84434 | 3.0447 | 91.8866 | 0 | 0 | 294.7127 | 1834.0741 | 3363827.9058 | 49.17% | -62.7755 | -10.0872 | -10.1108 | 6.4931e-08
| 4 A:M | 1586.56 | 158.6246 | 0 | 19.3712 | 0.8931 | 21.8661 | 0.84434 | 3.099 | 100.222 | 0 | 0 | 304.9203 | 1891.4803 | 3577697.7562 | 52.3% | -66.7667 | -10.7633 | -10.7791 | 7.0833e-08
| 5 A:M | 1682.2263 | 160.8393 | 0 | 19.4468 | 0.93013 | 22.28 | 0.84434 | 3.1664 | 111.366 | 0 | 0 | 318.8729 | 2001.0992 | 4004398.1944 | 58.53% | -74.7297 | -11.9081 | -11.8333 | 7.5065e-08
| 6 A:M | 1828.2079 | 164.3508 | 0 | 19.9078 | 0.93593 | 22.8387 | 0.84434 | 3.2542 | 126.7514 | 0 | 0 | 338.8832 | 2167.0912 | 4696284.06 | 68.65% | -87.6416 | -13.7051 | -13.5095 | 8.3871e-08
| 7 A:M | 2066.6729 | 166.5916 | 0 | 22.3941 | 0.94029 | 23.289 | 0.96032 | 3.3064 | 153.51 | 0 | 0 | 370.9916 | 2437.6645 | 5942208.4414 | 86.86% | -110.893 | -16.877 | -16.4038 | 9.9562e-08
| 8 A:M | 2234.0025 | 167.6224 | 0 | 22.4081 | 0.76009 | 23.7952 | 1.6887 | 3.3292 | 161.9847 | 0 | 0 | 381.5883 | 2615.5909 | 6841315.597 | 100% | -127.672 | -18.6261 | -17.9693 | 1.0827e-07
| 9 A:M | 2230.3404 | 176.6728 | 0 | 22.2511 | 0.6911 | 24.4189 | 1.6887 | 3.3117 | 152.9696 | 0 | 0 | 382.0038 | 2612.3442 | 6824342.3105 | 99.75% | -127.3553 | -18.6232 | -17.9492 | 1.0806e-07
| 10 A:M | 2177.6017 | 179.7345 | 0 | 22.8909 | 0.74378 | 24.4238 | 0.83042 | 3.5288 | 154.8856 | 0 | 0 | 387.0378 | 2564.6395 | 6577375.7495 | 96.14% | -122.7464 | -18.524 | -17.9078 | 1.0783e-07
| 11 A:M | 2144.5985 | 180.2448 | 0 | 23.6377 | 0.77222 | 24.1668 | 0.79795 | 3.5544 | 154.1323 | 0 | 0 | 387.3062 | 2531.9047 | 6410541.4269 | 93.7% | -119.633 | -18.3003 | -17.7126 | 1.0653e-07
| 12 A:M | 2106.3025 | 179.2853 | 0 | 24.0463 | 0.81926 | 23.8994 | 0.79795 | 3.743 | 137.8053 | 0 | 0 | 370.3965 | 2476.699 | 6134037.902 | 89.66% | -114.4729 | -17.1197 | -16.6151 | 1.0032e-07
| 13 P:M | 2074.9079 | 175.3944 | 0 | 24.1719 | 0.79914 | 24.1834 | 0.90001 | 3.7465 | 124.7699 | 0 | 0 | 353.9652 | 2428.8731 | 5899424.6651 | 86.23% | -110.0945 | -16.0443 | -15.603 | 9.4963e-08
| 14 P:M | 2054.5941 | 172.5077 | 0 | 24.9135 | 0.83133 | 24.0563 | 0.83506 | 3.6929 | 131.7297 | 0 | 0 | 358.5665 | 2413.1607 | 5823344.465 | 85.12% | -108.6747 | -16.1478 | -15.7179 | 9.5204e-08
| 15 P:M | 2028.4152 | 177.0155 | 0 | 25.7364 | 0.92624 | 24.2966 | 0.83506 | 3.7127 | 140.2289 | 0 | 0 | 372.7516 | 2401.1668 | 5765601.9966 | 84.28% | -107.5972 | -16.7031 | -16.2632 | 9.8305e-08
| 16 P:M | 2023.3168 | 178.5152 | 0 | 24.9427 | 1.0319 | 23.9891 | 0.8397 | 3.7414 | 139.9506 | 0 | 0 | 373.0106 | 2396.3273 | 5742384.5774 | 83.94% | -107.1639 | -16.6811 | -16.2539 | 9.8546e-08
| 17 P:M | 1982.1161 | 181.6828 | 0 | 24.7369 | 1.1536 | 23.4741 | 0.8397 | 3.9455 | 137.0765 | 0 | 0 | 372.9091 | 2355.0251 | 5546143.372 | 81.07% | -103.5016 | -16.3891 | -15.9871 | 9.8953e-08
| 18 P:M | 1564.9164 | 182.583 | 0 | 27.5604 | 1.2199 | 21.3805 | 0.95568 | 4.2597 | 141.8256 | 0 | 0 | 379.7849 | 1944.7013 | 3781863.05 | 55.28% | -70.5768 | -13.7831 | -13.6746 | 8.8097e-08
| 19 P:M | 1399.1126 | 182.4463 | 0 | 30.3944 | 1.2641 | 20.2023 | 1.6887 | 4.319 | 142.9228 | 0 | 0 | 383.2376 | 1782.3502 | 3176772.2204 | 46.44% | -59.2846 | -12.7473 | -12.7541 | 8.3648e-08
| 20 P:M | 1347.3458 | 173.9386 | 0 | 30.731 | 1.1893 | 19.0746 | 1.6887 | 4.2128 | 135.0705 | 0 | 0 | 365.9054 | 1713.2512 | 2935229.8346 | 42.9% | -54.777 | -11.6989 | -11.7515 | 7.771e-08
| 21 P:M | 1240.9446 | 170.2575 | 0 | 30.0866 | 1.14 | 18.4547 | 1.6887 | 4.0427 | 119.6687 | 0 | 0 | 345.3388 | 1586.2834 | 2516294.8834 | 36.78% | -46.9589 | -10.2231 | -10.3385 | 6.9177e-08
| 22 P:M | 1151.3027 | 167.6138 | 0 | 27.4523 | 1.0937 | 18.5548 | 1.6887 | 3.8137 | 109.5319 | 0 | 0 | 329.7489 | 1481.0516 | 2193513.7758 | 32.06% | -40.9352 | -9.114 | -9.2767 | 6.2537e-08
| 23 P:M | 1066.853 | 165.0395 | 0 | 26.0061 | 1.0602 | 18.7116 | 0.84434 | 3.5611 | 98.0031 | 0 | 0 | 313.2259 | 1380.0789 | 1904617.7497 | 27.84% | -35.5438 | -8.0671 | -8.2715 | 5.6086e-08
| 24 P:M | 1194.3959 | 162.2135 | 0 | 24.2313 | 1.0043 | 18.8352 | 0.84434 | 3.4663 | 98.0031 | 0 | 0 | 308.598 | 1502.9939 | 2258990.5403 | 33.02% | -42.1571 | -8.6558 | -8.8418 | 5.8596e-08
| Peak Demand | 2234.0025 | 182.583 | 0 | 30.731 | 1.2641 | 24.4238 | 1.6887 | 4.319 | 161.9847 | 0 | 0 | 387.3062 | 2615.5909 | 6841315.597 | 100% | -35.5438 | -8.0671 | -8.2715 | 1.0827e-07
-2.023
[16 empty] | Technical Losses Coefficient |  | 35%
[16 empty] | Loss Load | -127.672 | -2.023
-127.672
Note on L5: GDC: New Category
Note on M5: GDC: New Category

## Tech-Loss-HT(33kV)
TECH-LOSS-HT(33kV)
High Tension (33kV)
| Hour of the Day | LT Load (11kV) Side | HT Load (11kV) Side | Industry (HT IA) | Ferro Alloys (HT IB) | Others (HT II) | Railway Stations, Bus Stations & Airports (HT III) | Irrigation, Agriculture & CPWS (HT IV) | Townships & Residential Colonies (HT VI) | Spare (Temporary) | CPWS (Carved out of HT -IV(B) CPWS sales & HT: I (A) Industry Category) | Others 2 | Self Total | Grand Total | Load Square | Profile | Hourly Loss Load Tot | Loss Load Self | Hourly Loss Load (EHT)
| 1 A:M | 1466.2348 | 289.706 | 41.3807 | 0.0045375 | 0.49712 | 0 | 42.0339 | 2.9874 | 0.20923 | 0 | 0 | 87.1129 | 1843.0537 | 3396847.0377 | 50.5% | -64.8423 | -3.0648 | 1.8731e-08
| 2 A:M | 1447.4374 | 277.4849 | 40.3033 | 0.0045421 | 0.49492 | 0 | 42.5016 | 3.0176 | 0.2137 | 0 | 0 | 86.5358 | 1811.4581 | 3281380.2936 | 48.78% | -62.6382 | -2.9923 | 1.9228e-08
| 3 A:M | 1486.6732 | 284.6255 | 43.175 | 0.0045336 | 0.49389 | 0 | 42.6368 | 3.0825 | 0.22826 | 0 | 0 | 89.6209 | 1860.9196 | 3463021.762 | 51.48% | -66.1055 | -3.1836 | 2.0445e-08
| 4 A:M | 1530.5566 | 294.157 | 44.1566 | 0.0045346 | 0.49812 | 0 | 46.8837 | 3.1432 | 0.24423 | 0 | 0 | 94.9304 | 1919.644 | 3685033.013 | 54.79% | -70.3435 | -3.4786 | 2.2859e-08
| 5 A:M | 1619.4047 | 306.9648 | 45.3531 | 0.0045412 | 0.5331 | 0 | 43.746 | 3.1937 | 0.25521 | 0 | 0 | 93.0857 | 2019.4552 | 4078199.2447 | 60.63% | -77.8486 | -3.5884 | 2.2763e-08
| 6 A:M | 1754.2714 | 325.1781 | 47.0027 | 0.0045401 | 0.63234 | 0 | 45.5141 | 3.5078 | 0.27182 | 0 | 0 | 96.9333 | 2176.3828 | 4736642.0873 | 70.42% | -90.4176 | -4.0271 | 2.5001e-08
| 7 A:M | 1972.6569 | 354.1147 | 49.6991 | 0.0045601 | 0.67725 | 0 | 45.0762 | 4.1814 | 0.30017 | 0 | 0 | 99.9387 | 2426.7103 | 5888922.8422 | 87.55% | -112.4134 | -4.6295 | 2.8099e-08
| 8 A:M | 2124.9566 | 362.9623 | 51.5013 | 0.0045879 | 0.64873 | 0 | 48.5132 | 4.6041 | 0.31972 | 0 | 0 | 105.5915 | 2593.5104 | 6726296.1062 | 100% | -128.398 | -5.2276 | 3.1499e-08
| 9 A:M | 2121.6083 | 363.3806 | 51.8848 | 0.0045322 | 0.62683 | 0 | 45.527 | 4.2776 | 0.31869 | 0 | 0 | 102.6395 | 2587.6284 | 6695820.8098 | 99.55% | -127.8163 | -5.0699 | 3.0522e-08
| 10 A:M | 2073.3794 | 368.5137 | 52.089 | 0.0044963 | 0.59245 | 0 | 46.9332 | 3.8648 | 0.32176 | 0 | 0 | 103.8057 | 2545.6987 | 6480582.0892 | 96.35% | -123.7076 | -5.0444 | 3.0374e-08
| 11 A:M | 2043.2658 | 369.0059 | 51.8167 | 0.0044499 | 0.56178 | 0 | 45.807 | 3.7983 | 0.32329 | 0 | 0 | 102.3115 | 2514.5833 | 6323129.0219 | 94.01% | -120.702 | -4.911 | 2.9536e-08
| 12 A:M | 2008.9494 | 353.2768 | 51.1882 | 0.0042933 | 0.54522 | 0 | 45.7956 | 3.7059 | 0.33287 | 0 | 0 | 101.5721 | 2463.7982 | 6070301.4382 | 90.25% | -115.8758 | -4.7771 | 2.8842e-08
| 13 P:M | 1980.8577 | 337.9209 | 51.4124 | 0.0043319 | 0.52616 | 0 | 44.2029 | 3.6048 | 0.32917 | 0 | 0 | 100.0798 | 2418.8584 | 5850875.7538 | 86.99% | -111.6872 | -4.621 | 2.8125e-08
| 14 P:M | 1962.0672 | 342.4188 | 51.3167 | 0.0042843 | 0.52037 | 0 | 44.4027 | 3.5945 | 0.34118 | 0 | 0 | 100.1796 | 2404.6656 | 5782416.4986 | 85.97% | -110.3803 | -4.5985 | 2.7853e-08
| 15 P:M | 1937.5212 | 356.0485 | 50.7477 | 0.0044403 | 0.52576 | 0 | 44.0327 | 3.6236 | 0.33479 | 0 | 0 | 99.269 | 2392.8386 | 5725676.7807 | 85.12% | -109.2972 | -4.5343 | 2.7408e-08
| 16 P:M | 1932.8339 | 356.3295 | 51.1905 | 0.0044773 | 0.52791 | 0 | 44.7038 | 3.6637 | 0.3316 | 0 | 0 | 100.422 | 2389.5854 | 5710118.5857 | 84.89% | -109.0003 | -4.5807 | 2.7773e-08
| 17 P:M | 1895.0035 | 356.52 | 48.7261 | 0.004438 | 0.51232 | 0 | 44.4051 | 3.6318 | 0.30873 | 0 | 0 | 97.5885 | 2349.112 | 5518326.9865 | 82.04% | -105.3391 | -4.3761 | 2.7086e-08
| 18 P:M | 1508.1227 | 366.0018 | 35.6772 | 0.0044991 | 0.42464 | 0 | 43.8716 | 2.9887 | 0.17729 | 0 | 0 | 83.1439 | 1957.2684 | 3830899.45 | 56.95% | -73.1279 | -3.1064 | 2.0013e-08
| 19 P:M | 1352.5753 | 370.4903 | 33.8052 | 0.0045457 | 0.46999 | 0 | 43.2101 | 2.7042 | 0.14012 | 0 | 0 | 80.3342 | 1803.3998 | 3252250.7903 | 48.35% | -62.0821 | -2.7655 | 1.8138e-08
| 20 P:M | 1304.2678 | 354.2065 | 31.9115 | 0.0045425 | 0.46537 | 0 | 44.5318 | 2.5029 | 0.12837 | 0 | 0 | 79.5444 | 1738.0187 | 3020708.8899 | 44.91% | -57.6622 | -2.639 | 1.7451e-08
| 21 P:M | 1204.2088 | 335.1157 | 30.7665 | 0.0045432 | 0.46744 | 0 | 43.1081 | 2.353 | 0.11713 | 0 | 0 | 76.8167 | 1616.1412 | 2611912.4599 | 38.83% | -49.8587 | -2.3698 | 1.5857e-08
| 22 P:M | 1119.4816 | 320.6348 | 29.725 | 0.0045703 | 0.45524 | 0 | 43.0122 | 2.2244 | 0.11087 | 0 | 0 | 75.5322 | 1515.6486 | 2297190.6849 | 34.15% | -43.851 | -2.1853 | 1.4732e-08
| 23 P:M | 1039.3763 | 305.1587 | 29.9166 | 0.0045885 | 0.43529 | 0 | 42.4527 | 2.483 | 0.13527 | 0 | 0 | 75.4275 | 1419.9626 | 2016293.6862 | 29.98% | -38.489 | -2.0445 | 1.3863e-08
| 24 P:M | 1160.8946 | 299.9422 | 37.9223 | 0.0045959 | 0.48001 | 0 | 42.3918 | 2.483 | 0.13527 | 0 | 0 | 83.4169 | 1544.2537 | 2384719.3859 | 35.45% | -45.5218 | -2.459 | 1.6296e-08
| Peak Demand | 2124.9566 | 370.4903 | 52.089 | 0.0045959 | 0.67725 | 0 | 48.5132 | 4.6041 | 0.34118 | 0 | 0 | 105.5915 | 2593.5104 | 6726296.1062 | 100% | -38.489 | -2.0445 | 3.1499e-08
-2.0774
[16 empty] | Technical Losses Coefficient |  | 35%
[16 empty] | Loss Load | -128.398 | -2.0774
-128.398
Note on L5: GDC: New Category
Note on M5: GDC: New Category

## Tech-Loss-EHT
TECH-LOSS-EHT
High Tension (132kV)
| Hour of the Day | LT Load | 11kV Load | 33kV Load | Industry (HT IA) | Ferro Alloys (HT IB) | Others (HT II) | Railway Stations, Bus Stations & Airports (HT III) | Irrigation, Agriculture & CPWS (HT IV) | Traction (HT VA) | HMR (HT VB) | Spare( Temporary) | CPWS (Carved out of HT -IV(B) CPWS sales & HT: I (A) Industry Category) | Townships & Residential Colonies | Self Total | Grand Total | Load Square | Profile | Hourly Loss Load Total | Hourly Load Self
| 1 A:M | 1414.6497 | 279.5136 | 84.0481 | 98.885 | 0 | 0.67233 | 0 | 313.0738 | 58.9098 | 0 | 0.11146 | 0 | 12.7654 | 484.4179 | 2262.6293 | 5119491.4252 | 50.43% | 5.0426e-07 | 1.0796e-07
| 2 A:M | 1497.2961 | 267.8898 | 83.5434 | 98.0919 | 0 | 0.66653 | 0 | 315.6094 | 60.7224 | 0 | 0.11146 | 0 | 12.7654 | 487.9672 | 2336.6965 | 5460150.6734 | 53.78% | 5.3782e-07 | 1.1231e-07
| 3 A:M | 1539.3614 | 274.5147 | 86.4373 | 98.7396 | 0 | 0.67069 | 0 | 324.4228 | 64.3477 | 0 | 0.11146 | 0 | 12.7654 | 501.0576 | 2401.371 | 5766582.8896 | 56.8% | 5.68e-07 | 1.1852e-07
| 4 A:M | 1586.56 | 283.3779 | 91.4517 | 99.8454 | 0 | 0.68171 | 0 | 396.7447 | 66.1603 | 0 | 0.11146 | 0 | 12.7654 | 576.3089 | 2537.6986 | 6439914.1402 | 63.43% | 6.3432e-07 | 1.4405e-07
| 5 A:M | 1682.2263 | 295.1315 | 89.4973 | 103.4661 | 0 | 0.68384 | 0 | 331.2603 | 67.0666 | 0 | 0.11146 | 0 | 12.7654 | 515.3537 | 2582.2088 | 6667802.4253 | 65.68% | 6.5677e-07 | 1.3108e-07
| 6 A:M | 1828.2079 | 311.6686 | 92.9062 | 96.5451 | 0 | 0.68656 | 0 | 318.476 | 70.6918 | 0 | 0.11146 | 0 | 12.7654 | 499.2762 | 2732.059 | 7464146.25 | 73.52% | 7.3521e-07 | 1.3436e-07
| 7 A:M | 2066.6729 | 337.7109 | 95.3092 | 81.1092 | 0 | 0.68368 | 0 | 319.8772 | 78.8485 | 0 | 0.11146 | 0 | 12.7654 | 493.3955 | 2993.0885 | 8958578.6997 | 88.24% | 8.8241e-07 | 1.4546e-07
| 8 A:M | 2234.0025 | 344.9929 | 100.364 | 72.524 | 0 | 0.68421 | 0 | 331.1205 | 89.7242 | 0 | 0.11146 | 0 | 12.7654 | 506.9298 | 3186.2892 | 10152438.9963 | 100% | 1e-06 | 1.591e-07
| 9 A:M | 2230.3404 | 345.4314 | 97.5696 | 69.939 | 0 | 0.67443 | 0 | 328.6288 | 90.4089 | 0 | 0.11146 | 0 | 12.7654 | 502.528 | 3175.8693 | 10086146.0257 | 99.35% | 9.9347e-07 | 1.572e-07
| 10 A:M | 2177.6017 | 350.6059 | 98.7612 | 63.3809 | 0 | 0.67366 | 0 | 335.956 | 82.4738 | 0 | 0.11146 | 0 | 12.7654 | 495.3611 | 3122.33 | 9748944.3709 | 96.03% | 9.6026e-07 | 1.5235e-07
| 11 A:M | 2144.5985 | 351.2933 | 97.4005 | 60.4272 | 0 | 0.67205 | 0 | 331.6689 | 79.7548 | 0 | 0.11146 | 0 | 12.7654 | 485.3999 | 3078.6922 | 9478345.8369 | 93.36% | 9.336e-07 | 1.472e-07
| 12 A:M | 2106.3025 | 336.6617 | 96.795 | 60.9901 | 0 | 0.69299 | 0 | 336.5049 | 74.317 | 0 | 0.11146 | 0 | 12.7654 | 485.3819 | 3025.141 | 9151478.3429 | 90.14% | 9.0141e-07 | 1.4463e-07
| 13 P:M | 2074.9079 | 322.3179 | 95.4587 | 63.3245 | 0 | 0.68805 | 0 | 344.569 | 77.0359 | 0 | 0.11146 | 0 | 12.7654 | 498.4943 | 2991.1788 | 8947150.8108 | 88.13% | 8.8128e-07 | 1.4687e-07
| 14 P:M | 2054.5941 | 326.7009 | 95.5811 | 60.6823 | 0 | 0.68405 | 0 | 336.7215 | 70.6918 | 0 | 0.11146 | 0 | 12.7654 | 481.6565 | 2958.5326 | 8752915.1761 | 86.21% | 8.6215e-07 | 1.4036e-07
| 15 P:M | 2028.4152 | 339.7853 | 94.7347 | 53.2844 | 0 | 0.68329 | 0 | 339.4926 | 67.9729 | 0 | 0.11146 | 0 | 12.7654 | 474.31 | 2937.2452 | 8627409.4277 | 84.98% | 8.4979e-07 | 1.3722e-07
| 16 P:M | 2023.3168 | 340.0756 | 95.8413 | 62.4241 | 0 | 0.68252 | 0 | 334.2153 | 72.5044 | 0 | 0.11146 | 0 | 12.7654 | 482.7031 | 2941.9368 | 8654992.2481 | 85.25% | 8.525e-07 | 1.3988e-07
| 17 P:M | 1982.1161 | 340.5329 | 93.2124 | 92.6032 | 0 | 0.69189 | 0 | 338.3546 | 89.7242 | 0 | 0.11146 | 0 | 12.7654 | 534.2507 | 2950.112 | 8703161.0675 | 85.72% | 8.5725e-07 | 1.5524e-07
| 18 P:M | 1564.9164 | 352.3272 | 80.0374 | 106.8884 | 0 | 0.6974 | 0 | 335.8176 | 84.9854 | 0 | 0.11146 | 0 | 12.7654 | 541.2656 | 2538.5466 | 6444218.9416 | 63.47% | 6.3475e-07 | 1.3534e-07
| 19 P:M | 1399.1126 | 357.7361 | 77.5687 | 109.5226 | 0 | 0.69226 | 0 | 343.8899 | 72.5044 | 0 | 0.11146 | 0 | 12.7654 | 539.486 | 2373.9035 | 5635417.8394 | 55.51% | 5.5508e-07 | 1.2615e-07
| 20 P:M | 1347.3458 | 342.455 | 76.9054 | 106.7268 | 0 | 0.69193 | 0 | 333.2476 | 83.5542 | 0 | 0.11146 | 0 | 12.7654 | 537.0974 | 2303.8036 | 5307510.9197 | 52.28% | 5.2278e-07 | 1.2188e-07
| 21 P:M | 1240.9446 | 324.7772 | 74.4469 | 107.6187 | 0 | 0.68417 | 0 | 328.5954 | 72.5044 | 0 | 0.11146 | 0 | 12.7654 | 522.2796 | 2162.4483 | 4676182.546 | 46.06% | 4.606e-07 | 1.1124e-07
| 22 P:M | 1151.3027 | 311.3582 | 73.3469 | 98.8411 | 0 | 0.68327 | 0 | 322.7572 | 67.9729 | 0 | 0.11146 | 0 | 12.7654 | 503.1312 | 2039.139 | 4158087.993 | 40.96% | 4.0957e-07 | 1.0105e-07
| 23 P:M | 1066.853 | 296.8872 | 73.383 | 84.5045 | 0 | 0.68491 | 0 | 323.8276 | 58.9098 | 0 | 0.11146 | 0 | 12.7654 | 480.8037 | 1917.9269 | 3678443.5946 | 36.23% | 3.6232e-07 | 9.083e-08
| 24 P:M | 1194.3959 | 291.1004 | 80.9579 | 84.8502 | 0 | 0.68491 | 0 | 324.3542 | 54.3783 | 0 | 0.11146 | 0 | 12.7654 | 477.1444 | 2043.5986 | 4176295.4262 | 41.14% | 4.1136e-07 | 9.6045e-08
| Peak Demand | 2234.0025 | 357.7361 | 100.364 | 109.5226 | 0 | 0.6974 | 0 | 396.7447 | 90.4089 | 0 | 0.11146 | 0 | 12.7654 | 576.3089 | 3186.2892 | 10152438.9963 | 100% | 1e-06 | 1.591e-07
[18 empty] | Loss Load | 1e-06
1e-06
1.6967e-08
Note on N5: GDC: New Category
Note on O5: GDC: New Category

## Compatibility Report
Compatibility Report for Load Shape Synthesis_TSSPDCL 16-17_V2.xls
Run on 8/5/2016 16:13
If the workbook is saved in an earlier file format or opened in an earlier version of Microsoft Excel, the listed features will not be available.
Minor loss of fidelity | # of occurrences | Version
Some formulas in this workbook are linked to other workbooks that are closed. When these formulas are recalculated in earlier versions of Excel without opening the linked workbooks, characters beyond the 255-character limit cannot be returned. | 47
| Sales & Losses ip'!I7:I8 | Excel 97-2003
Sales & Losses ip'!G9:G11
Sales & Losses ip'!I13:I14
Sales & Losses ip'!C14
Sales & Losses ip'!G14
Sales & Losses ip'!I17:I19
Sales & Losses ip'!C18
Sales & Losses ip'!E18
Sales & Losses ip'!G18
Sales & Losses ip'!I21
Sales & Losses ip'!G24
Sales & Losses ip'!I24:I26
Sales & Losses ip'!I29:I35
Sales & Losses ip'!E30
Sales & Losses ip'!C33
Sales & Losses ip'!E33
Sales & Losses ip'!G33
Sales & Losses ip'!E35
Sales & Losses ip'!I38:I45
Sales & Losses ip'!C43
Sales & Losses ip'!E43:E45
Sales & Losses ip'!G43:G45
Some cells or styles in this workbook contain formatting that is not supported by the selected file format. These formats will be converted to the closest format available. | 10 | Excel 97-2003