## Abs (C)
TSERC BUILDING
Electrical General Abstract as quoted
S.No | Name of the building |  | Amount
1 | Internal Electrification including LAN | ₹ | 0
2 | External electrification including DG set | ₹ | 0
3 | CC SURVEILLANCE SYSTEMS | ₹ | 0
4 | HVAC with VRF and TFA system | ₹
4 | Fire Fighting & Safety system | ₹ | 0
6 | Lifts 1,2,3&4 AS Per Quatation | ₹ |  | 0 | 0
5 | Integrated Building Management System(IBMS) | ₹ | 0 | 0
6 | STP other than civil works | ₹ | 0
7 | PUMPS | ₹ | 0
| Sub Total-1 | ₹ | 0
7 | Provision for decorative, Façade and Landscaping Lighting, | ₹ | 0
8 | Provision for Networking Fire walls and server installations etc. | ₹ | 0
8 | GST @ 18% | ₹ | 0
| Sub Total-2 | ₹ | 0
9 | Unforeseen Items and Rounding Off | ₹ | 0
| GRAND TOTAL | ₹ | 0

## Internal ESTIMATE
SUB ESTIMATE- Internal Electrical
TSERC
Sl. No. | Qty |  | Description of the work | Rate | Unit |  | Amount
POINTS WIRING
1 | 400 | Pts. | Wiring with run of 2 of1.5 Sqmm FRLSH PVC insulated flexible ISI mark copper cable in existing PVC conduit pipe including Supply and fixing of Jumbo Ceiling rose and 10A ISI Mark 1way Modular switch with required modular box and cover frame in existing Surface or Concealed pipe wiring,ferrules including cost and conveyance of all material and all labour charges etc., complete for light and bell points in N.R.B .,As Per the Approval of the Engineer-In-Charge/TSERC. |  | 1 | Pt | 0
|  |  | Makes : Finolex / RR kabel / Havells/ Fortune Art/ Fortune Art/ Fortune Art/ Fortune Art.,As Per the Approval of the Engineer-In-Charge/TSERC. |  |  |  | 0
|  |  | Accessories Makes :Legrand Myrius /Goldmedal Curve/ Anchor Roma Urban / Havells Fabio . As Per the Approval of the Engineer-In-Charge/TSERC. |  |  |  | 0
2 | 24 | Pts. | Wiring with run of 2 of1.5 Sqmm FRLSH PVC insulated flexible ISI mark copper cable in existing PVC conduit pipe including Supply and fixing of Jumbo Ceiling rose and 10A ISI Mark 2way Modular switch with required modular box and cover frame in existing Surface or Concealed pipe wiring,ferrules including cost and conveyance of all material and all labour charges etc., complete for Stair case points in N.R.B .As Per the Approval of the Engineer-In-Charge/TSERC. |  | 1 | Pt | 0
0
|  |  | Accessories Makes : Legrand Myrius /Goldmedal Curve/ Anchor Roma viola / Havells Fabio //Fortuen Art. As Per the Approval of the Engineer-In-Charge/TSERC. |  |  |  | 0
3 | 50 | Pts. | Wiring with run of 3 of 1.5 Sqmm FRLSH PVC insulated flexible ISI mark copper cable in existing PVC conduit pipe including Supply and fixing of Jumbo Ceiling rose and 10A ISI Mark 1way Modular switch with required modular box and cover frame in existing Surface or Concealed pipe wiring,ferrules including cost and conveyance of all material and all labour charges etc., complete for fan and exhaust fan points in N.R.B. As Per the Approval of the Engineer-In-Charge/TSERC. |  | 1 | Pt | 0
|  |  | Makes : Finolex / RR kabel / Havells/ Fortune Art/ Fortune Art .,As Per the Approval of the Engineer-In-Charge/TSERC. |  |  |  | 0
|  |  | Accessories Makes :Legrand Myrius /Goldmedal Curve/ Anchor Roma viola / Havells Fabio / Panasonic Vision / Polycab Levana. As Per the Approval of the Engineer-In-Charge/TSERC. |  |  |  | 0
4 | 100 | Nos. | Supply and fixing of ISI marked 10A 3/2pin Modular socket, 10 Amps Modular switch on 3 modular box with suitable cover frame on a common switch board including cost and conveyance of all material and all labour charges etc., complete in N.R.B. As Per the Approval of the Engineer-In-Charge/TSERC. |  | 1 | No | 0
|  |  | Accessories Makes :Legrand Myrius /Goldmedal Curve/ Anchor Roma viola / Havells Fabio / Panasonic Vision / Polycab Levana.As Per the Approval of the Engineer-In-Charge/TSERC. |  |  |  | 0
5 | 74 | Pts. | Wiring with run of 3 of 1.5 Sqmm FRLSH/ PVC insulated flexible ISI marked copper cable including Supply and fixing of ISI Marked 10A- 3/2 pin Modular socket, 10A 1way Modular switch with required cover frame including connections, cost and conveyance of all material and all labour charges etc., complete for seperate plug points in N.R.B. / R.B.As Per the Approval of the Engineer-In-Charge/TSERC. |  | 1 | Pt | 0
|  |  | Makes : Finolex / RR kabel / Havells/ Fortune Art/ Fortune Art As Per the Approval of the Engineer-In-Charge/TSERC. |  |  |  | 0
|  |  | Accessories Makes : Legrand Myrius /Goldmedal Curve/ Anchor Roma viola / Havells Fabio / Panasonic Vision / Polycab Levana. As Per the Approval of the Engineer-In-Charge/TSERC. |  |  |  | 0
6 | 40 | Nos. | Supply and fixing of ISI mark 16A 3pin / 6A 3 Pin 1 way Modular combi socket, 16 Amps Modular switch, 3 Modular box with suitable cover frame and earth connections including cost and conveyance of all material and all labour charges etc., complete in N.R.B.. As Per the Approval of the Engineer-In-Charge/TSERC. |  | 1 | No | 0
|  |  | Accessories Makes : Legrand Myrius /Goldmedal Curve/ Anchor Roma viola / Havells Fabio / Panasonic Vision / Polycab Levana.As Per the Approval of the Engineer-In-Charge/TSERC. |  |  |  | 0
7 | 100 | Nos. | Supply and fixing of 3 Nos 10A ISI mark Modular type switch with 3Nos 10A 3/2 pin wall plug socket on suitable size Modular deep box with cover frame including cost and coveyance of all material ferules and all labour charges etc., complete for Computers in N.R.B. / R.B. As Per the Approval of the Engineer-In-Charge/TSERC. |  | 1 | No | 0
|  |  | Accessories Makes : Legrand Myrius /Goldmedal Curve/ Anchor Roma viola / Havells Fabio / Panasonic Vision / Polycab Levana.As Per the Approval of the Engineer-In-Charge/TSERC. |  |  |  | 0
0
|  |  | RUN OF MAINS |  |  |  | 0
8 | 1800 | Mtrs | Supply and Run of 3 of 1.50 Sq.mm FRLSH PVC insulated flexible ISI mark copper cable in existing pipe for run of mains, ferrules inlcuding all labour charges etc., complete for looping the secendory point.,As Per the Approval of the Engineer-In-Charge/TSERC. |  | 1 | Mtr | 0
|  |  | Makes : Finolex / RR kabel / Havells/ Fortune Art/ Fortune Art .,As Per the Approval of the Engineer-In-Charge/TSERC. |  |  |  | 0
9 | 3500 | Mtrs | Supply and Run of 3 of 2.50 Sq.mm FRLSH PVC insulated flexible ISI mark copper cable in existing pipe for run of mains, ferrules inlcuding all labour charges etc., complete.As Per the Approval of the Engineer-In-Charge/TSERC. |  | 1 | Mtr | 0
|  |  | Makes : Finolex / RR kabel / Havells/ Fortune Art/ Fortune Art .,As Per the Approval of the Engineer-In-Charge/TSERC. |  |  |  | 0
10 | 1200 | Mtrs | Supply and Run of 3 of 4.00 Sq.mm FRLSH PVC insulated flexible ISI mark copper cable in existing pipe for run of mains,ferrules inlcuding all labour charges etc., complete.As Per the Approval of the Engineer-In-Charge/TSERC. |  | 1 | Mtr | 0
|  |  | Makes : Finolex / RR kabel / Havells/ Fortune Art/ Fortune Art.,As Per the Approval of the Engineer-In-Charge/TSERC. |  |  |  | 0
11 | 500 | Mtrs | Supply and Run of 3of 6.0 Sq.mm FRLSH PVC insulated flexible ISI mark copper cable in existing pipe for run of mains,ferrules inlcuding all labour charges etc., complete. for lighting TPN DBs and computer TPN DBs.,As Per the Approval of the Engineer-In-Charge/TSERC. |  | 1 | Mtr | 0
|  |  | Makes : Finolex / RR kabel / Havells/ Fortune Art/ Fortune Art .,As Per the Approval of the Engineer-In-Charge/TSERC. |  |  |  | 0
12 | 1800 | Mtrs | Supply and Run of 5 of 6.0 Sq.mm FRLSH PVC insulated flexible ISI mark copper cable in existing pipe for run of mains,ferrules inlcuding all labour charges etc., complete. for lighting TPN DBs and computer TPN DBs.,As Per the Approval of the Engineer-In-Charge/TSERC. |  | 1 | Mtr | 0
|  |  | Makes : Finolex / RR kabel / Havells/ Fortune Art/ Fortune Art .,As Per the Approval of the Engineer-In-Charge/TSERC. |  |  |  | 0
13 | 2500 | Mtrs | Supply and Run of 5 of 10.0 Sq.mm FRLSH PVC insulated flexible ISI mark copper cable in existing pipe for run of mains ,ferrulesinlcuding all labour charges etc., complete for Lighting VTPN DBs. As Per the Approval of the Engineer-In-Charge/TSERC. |  | 1 | Mtr | 0
|  |  | Makes : Finolex / RR kabel / Havells/ Fortune Art/ Fortune Art .,As Per the Approval of the Engineer-In-Charge/TSERC. |  |  |  | 0
14 | 12 | Nos | Supply and fixing of 6A PIR sensor of 20sqMtrs range of sencing the occupancy, including giving connections as instructed by the department, cost of all accessories and labour charges etc., complete. As Per the Approval of the Engineer-In-Charge/TSERC. |  | 1 | No | 0
|  |  | Makes : Legrand,Phillips, Havells or equelant makes.,As Per the Approval of the Engineer-In-Charge/TSERC. |  |  |  | 0
15 | 12 | Nos | Supply and fixing of Ding Dong Bell of makes Anchor/Goldmedal/Million/ GM/ Maru/,in lieu of Ceiling rose, including giving connections, cost of all accessories and labour charges etc., complete for New installations.,As Per the Approval of the Engineer-In-Charge/TSERC. |  | 1 | No | 0
|  |  | Makes : GM / Million / Gold Medal / Anchor / Great white.As Per the Approval of the Engineer-In-Charge/TSERC. |  |  |  | 0
16 | 300 | Nos. | Supply and transportation of 18W +/-10% (>= 1800 Lumens) LED back lit LED slimline panel light Housing made of Pressure die cast aluminium with Powder coated, round / Square with Protruded high efficiency diffuser, IP20, with wide operating voltage range, Power factor > 0.9, Surge protection: > 2KV, System efficacy of >90 lumens/watt, CCT: 3000K - 6500K as desired by the department and as per IS, CRI >80, and THD is less than 15% etc., complete with 2 years warranty with BIS Certification. LUMINAIRE MAKE : Phillips / OSRAM / Wipro / Crompton / Bajaj / Havells / Jaquar / IB LED / Panasonic / Halonix / HPL / Syska / Eveready LED MAKE : PHILIPS LUMILEDS / CREE / NICHIA / OSRAM / SAMSUNG / LG LEDs.As Per the Approval of the Engineer-In-Charge/TSERC. |  | 1 | No | 0
17 | 300 | Nos. | Supply and transportation of 12W +/-10% (>= 1200 Lumens) LED back lit LED slimline panel light Housing made of Pressure die cast aluminium with Powder coated, round / Square with Protruded high efficiency diffuser, IP20, with wide operating voltage range, Power factor > 0.9, Surge protection: > 2KV, System efficacy of >90 lumens/watt, CCT: 3000K - 6500K as desired by the department and as per IS, CRI >80, and THD is less than 15% etc., complete with 2 years warranty with BIS Certification. LUMINAIRE MAKE : Phillips / OSRAM / Wipro / Crompton / Bajaj / Havells / Jaquar / IB LED / Panasonic / Fortune Art LED MAKE : PHILIPS LUMILEDS / CREE / NICHIA / OSRAM / SAMSUNG / LG LEDs.As Per the Approval of the Engineer-In-Charge/TSERC. |  | 1 | No | 0
18 | 10 | Nos. | Supply, transportation and Fixing of 22W +/ 10% , >/ 2300 lumens, 1200mm length LED light housing made with alluminium anodised body, wide operating voltage with PF≥0.9, Surge protection: > 2KV, THD<10%, with inbuilt driver and frosted cover CCT: 3000K - 6500K as desired by the department as per IS, minimum CRI≥80 etc., complete with 5 years warranty with BIS Certification with BIS Certification.LUMINAIRE MAKE: Phillips / OSRAM / GE Venture / Wipro / Crompton/ Bajaj / Havells / Jaquar / IB LED / Panasonic / Fortune Art LED MAKE : PHILIPS LUMILEDS / CREE / NICHIA / OSRAM / SAMSUNG / LG LEDs.As Per the Approval of the Engineer-In-Charge/TSERC. |  | 1 | No | 0
19 | 175 | Nos. | Supply,Transportation & Instatlation of 36 W +/-10% (>=3600 Lumens) Back lit, 2' x2' (600mm x 600mm) Recessed / Surface mounted LED luminaire made of CRCA sheet housing with powder coated with high efficiency acrylic wide diffuser, with wide operating voltage range, Power factor > 0.9, Surge protection >2KV, System efficacy of >100 lumens/watt, CCT: 3000K - 6500K as desired by the department, CRI >80, and THD is less than 15% etc., complete with 5 years warranty with BIS Certification. LUMINAIRE MAKE : Phillips / OSRAM / GE Venture / Wipro / Crompton / Bajaj / Havells / Jaquar / IB LED / Panasonic / Fortune Art LED MAKE : PHILIPS LUMILEDS / CREE / NICHIA / OSRAM / SAMSUNG / LG LEDs. As Per the Approval of the Engineer-In-Charge/TSERC. |  | 1 | No | 0
20 | 25 | Nos. | Supply, Transportation and Fixing of 36W,+/-10% 1100mm to 1200mm length Linear Profile LED Luminaire recessed/surface mounted with Aluminum extrusion, powder coated cover, input voltage AC 90-270 Volts with PF>0.95, Efficiency>90%, with high power LEDs having efficacy of ≥ 120 lumens / watt, System efficacy >95 lm/W, surge protection: 2KV, THD<15%, with inbuilt driver and frosted cover CCT: 3000K - 5700K, minimum CRI>70, .etc., complete including fixing of Linear light duly recessed in the ceiling/surface mounted by hanging from ceiling with necessary mounting arrangements, jointing kit, conecting wire leads etc., and all accessories, giving connections and all labour charges etc., complete with 5years warranty. LUMINAIRE MAKE : Phillips / OSRAM / GE Venture / Wipro / Crompton / Bajaj / Havells / Jaquar / IB LED / Panasonic / Fortune Art LED MAKE : PHILIPS LUMILEDS / CREE / NICHIA / OSRAM / SAMSUNG / LG LEDs. As Per the Approval of the Engineer-In-Charge/TSERC. |  | 1 | No | 0
21 | 4 | Nos. | Supply, Transportation and fixing of energy efficient fan, 1200 mm sweep, aluminium body, consuming 28 W, BEE 5 star rated, ceiling fan with Brush Less Direct Current(BLDC)motor, class of insulation: B, 3 no's blades, 30 cm long down rod, 2 no's canopies, shackle'kit, safety rope, copper winding, Power Factor greater than 0.90, Service Value (CMMAV) greater than 8.0, Air delivery minimum 235 CMM, 350 RPM( tolerance as per IS:374-2019), THD less than 10%. compatible to electronic step type regulator unit for speed control and all remaining accessories including safety pin, nut bolts, washers, temperature rise=75 degree C(max), insulation resistance more than 2 mega ohm, suitable for 230V, 50 HZ, single phase AC supply, earthing etc., including all standard accessories etc., complete.with twin core flat copper wire, connections and all labour charges etc., complete.As Per the Approval of the Engineer-In-Charge/TSERC. |  | 1 | No | 0
|  |  | Makes : Atomberg (Efficio ) / Havells / Crompton/Orient .,As Per the Approval of the Engineer-In-Charge/TSERC. |  |  |  | 0
22 | 4 | Nos. | Supply and fixing of Modular type Stepped electronic regulator for sweep AC ceiling fans of 1200mm including internal connections and all labour charges etc.As Per the Approval of the Engineer-In-Charge/TSERC. |  | 1 | No | 0
|  |  | Accessories Makes :Legrand Myrius /Goldmedal Curve/ Anchor Roma viola / Havells Fabio / Panasonic Vision / Polycab Levana.As Per the Approval of the Engineer-In-Charge/TSERC. |  |  |  | 0
23 | 2 | Nos. | Supply, Transportation and Fixing of light duty 9" (225mm) ISI, Fresh Air fan with metallic body and blades and masonary work and all labour charges etc., complete. As Per the Approval of the Engineer-In-Charge/TSERC. |  | 1 | No | 0
|  |  | Makes:Crompton / Havells Ventilair-DB / Orient hill air.As Per the Approval of the Engineer-In-Charge/TSERC. |  |  |  | 0
|  |  | Twin Core Wire Makes: Finolex / RR kabel / Havells.As Per the Approval of the Engineer-In-Charge/TSERC. |  |  |  | 0
24 | 2 | Nos. | Supply, Transportation and Fixing of 12" (300mm) ISI, 900 RPM Heavy duty exhaust fan with metallic blades with Mark and masonary work and all labour charges etc., complete. As Per the Approval of the Engineer-In-Charge/TSERC. |  | 1 | No | 0
|  |  | Makes: Crompton / Almonard / Havells Turbo Force SP.As Per the Approval of the Engineer-In-Charge/TSERC. |  |  |  | 0
|  |  | Twin Core Wire Makes: Finolex / RR kabel / Havells.As Per the Approval of the Engineer-In-Charge/TSERC. |  |  |  | 0
25 | 4 | Nos. | Supply and fixing of shutter for the exhaust fan with enamil paint matching to the wall colour.As Per the Approval of the Engineer-In-Charge/TSERC. |  | 1 | No | 0
26 | 2 | Nos. | Supply and fixing of 8Way SPN DB Horizontal with IP 43 Protection as per IS:13032 with 1 No 40A DP Isolator and 8 Nos 6-32 A 10kA ISI Marked C/D curveSP MCBs including alll connections and labour charges for Flush Mounting etc., complete. As Per the Approval of the Engineer-In-Charge/TSERC. |  | 1 | No | 0
|  |  | DB Makes:Legrand / Schneider / Siemens / L&T / Cabtree Xpro.As Per the Approval of the Engineer-In-Charge/TSERC. |  |  |  | 0
|  |  | Isolator Makes: Legrand-DX3 / Schneider-Acti9 / Siemens / L&T Exora / Cabtree.As Per the Approval of the Engineer-In-Charge/TSERC. |  |  |  | 0
|  |  | MCBs Makes: Legrand-DX3 / Schneider-Acti9 / Siemens / L&T Exora / Cabtree.As Per the Approval of the Engineer-In-Charge/TSERC. |  |  |  | 0
27 | 11 | Nos. | Supply and fixing of 6Way TPN DB Horizontal with IP 43 Protection as per IS:13032 with 1 No 40A 4 Pole RCCB 30mA. and 18 Nos 6-32 A 10kA ISI Marked C/D curveSP MCBs including alll connections and labour charges for Flush Mounting etc., complete.As Per the Approval of the Engineer-In-Charge/TSERC. |  | 1 | No | 0
|  |  | DB Makes:Legrand / Schneider / Siemens / L&T / Cabtree Xpro.As Per the Approval of the Engineer-In-Charge/TSERC. |  |  |  | 0
|  |  | RCCB Makes: Legrand-DX3 / Schneider-Acti9 / Siemens / L&T Exora / Cabtree.As Per the Approval of the Engineer-In-Charge/TSERC. |  |  |  | 0
|  |  | MCBs Makes: Legrand-DX3 / Schneider-Acti9 / Siemens / L&T Exora / Cabtree.As Per the Approval of the Engineer-In-Charge/TSERC. |  |  |  | 0
28 | 12 | Nos. | Supply and fixing of 8 Way TPN DB Horizontal with IP 43 Protection as per IS:13032 with 1 No 63A 4 Pole RCCB 100mA. and 24 Nos 6-32 A 10kA ISI Marked C/D curveSP MCBs including alll connections and labour charges for Flush Mounting etc., complete.As Per the Approval of the Engineer-In-Charge/TSERC. |  | 1 | No | 0
|  |  | DB Makes:Legrand / Schneider / Siemens / L&T / Cabtree Xpro.As Per the Approval of the Engineer-In-Charge/TSERC. |  |  |  | 0
|  |  | Isolator Makes: Legrand-DX3 / Schneider-Acti9 / Siemens / L&T Exora / Cabtree.As Per the Approval of the Engineer-In-Charge/TSERC. |  |  |  | 0
|  |  | MCBs Makes: Legrand-DX3 / Schneider-Acti9 / Siemens / L&T Exora / Cabtree.As Per the Approval of the Engineer-In-Charge/TSERC. |  |  |  | 0
29 | 15 | Nos. | Supply and fixing of 4 Way TPN DB Horizontal with IP 43 Protection as per IS:13032 with 1 No 40A 4 Pole RCCB 30mA. and 12 Nos 6-32 A 10kA ISI Marked C/D curveSP MCBs including alll connections and labour charges for Flush Mounting etc., complete.As Per the Approval of the Engineer-In-Charge/TSERC. |  | 1 | No | 0
|  |  | DB Makes:Legrand / Schneider / Siemens / L&T / Cabtree Xpro.As Per the Approval of the Engineer-In-Charge/TSERC. |  |  |  | 0
|  |  | Isolator Makes: Legrand-DX3 / Schneider-Acti9 / Siemens / L&T Exora / Cabtree.As Per the Approval of the Engineer-In-Charge/TSERC. |  |  |  | 0
|  |  | MCBs Makes: Legrand-DX3 / Schneider-Acti9 / Siemens / L&T Exora / Cabtree.As Per the Approval of the Engineer-In-Charge/TSERC. |  |  |  | 0
30 | 1 | Nos. | Supply and fixing of 8 Way VTPN DB with IP 43 Protection as per IS:13032 and Supply and Fixing of 1 No., of 125A TPN MCCB, Adjustable, Confirms to IS/IEC 60947-2 having Breaking Capacity 25 KA with thermal magnetic release Panel Mounted as incomer with 8 Nos of 63A, 10KA, TP MCBs C Curve ISI Mark as Out goings including internal connections and labour charges for FLUSH Mounting etc., complete. As Per the Approval of the Engineer-In-Charge/TSERC. |  | 1 | No | 0
|  |  | DB Makes:Legrand / Schneider / Siemens / L&T / Cabtree Xpro.As Per the Approval of the Engineer-In-Charge/TSERC. |  |  |  | 0
|  |  | MCCB Makes: L&T- D shine / Schneider-NS NSX/Legrand -DP X3/ Siemens-3VL / Hager- h3/C&S -Winbreak.As Per the Approval of the Engineer-In-Charge/TSERC. |  |  |  | 0
|  |  | MCBs Makes: Legrand-DX3 / Schneider-Acti9 / Siemens / L&T Exora / Cabtree.As Per the Approval of the Engineer-In-Charge/TSERC. |  |  |  | 0
31 | 6 | Nos. | "Supply and fixing of sheet steel enclosure with 1 No 20A DP MCB 10 KA ISI Marked C/D curve including internal connection and labour charges for Flush Mounting etc., complete. For EV Chargings.,As Per the Approval of the Engineer-In-Charge/TSERC. |  | 1 | No | 0
|  |  | Encloser Makes:Legrand / Schneider / Siemens / L&T / Cabtree Xpro.As Per the Approval of the Engineer-In-Charge/TSERC.As Per the Approval of the Engineer-In-Charge/TSERC. |  |  |  | 0
|  |  | MCBs Makes: Legrand-DX3 / Schneider-Acti9 / Siemens / L&T Exora / Cabtree.As Per the Approval of the Engineer-In-Charge/TSERC. |  |  |  | 0
0
32 | 10 | Nos. | "Supply and fixing of out door sheet steel enclosure with 1 No 63A 4P Isolator including internal connection and labour charges for Flush Mounting etc., complete. For HVAC ODUs.,As Per the Approval of the Engineer-In-Charge/TSERC. |  | 1 | No | 0
|  |  | Isolator Makes:Legrand-DX3 / Schneider-Acti9 / Siemens / L&T Exora / Cabtree / Indo Asian / BCH.,As Per the Approval of the Engineer-In-Charge/TSERC. |  |  |  | 0
0
|  |  | VOICE and DATA |  |  |  | 0
33 | 15000 | Mtr | Supply and Run of LAN Cable cat - 6 UTP cable.in existing pipe inlcuding all labour charges etc., complete. As per color code.(Blue, Yellow, Orange etc.).,As Per the Approval of the Engineer-In-Charge/TSERC. |  | 1 | Mtr | 0
|  |  | Makes: D Link / AMP / Molex / Legrand / Krone.,As Per the Approval of the Engineer-In-Charge/TSERC. |  |  |  | 0
34 | 100 | Nos | Supply and fixing of Cat 6 RJ-45 information outlets including duel face plate and all labour charges etc., complete .,As Per the Approval of the Engineer-In-Charge/TSERC. |  | 1 | No | 0 | 2720
|  |  | Makes: D Link / AMP / Molex / Legrand / Krone.As Per the Approval of the Engineer-In-Charge/TSERC. |  |  |  | 0
35 | 100 | Mtrs | Supply and fixing of 7 feet length moulded patch cord including accessories and all labour charges etc complete.,As Per the Approval of the Engineer-In-Charge/TSERC. |  | 1 | Mtr | 0
|  |  | Makes : D Link / AMP / Molex / Legrand / Krone.As Per the Approval of the Engineer-In-Charge/TSERC. |  |  |  | 0
36 | 100 | Mtrs | Supply and fixing of 3 feet length moulded patch cord including accessories and all labour charges etc complete .,As Per the Approval of the Engineer-In-Charge/TSERC. |  | 1 | No | 0
|  |  | Makes : D Link / AMP / Molex / Legrand / Krone.As Per the Approval of the Engineer-In-Charge/TSERC. |  |  |  | 0
37 | 13 | Nos | Supply and fixing of 24 Port manageable switches including accessories and all labour charges etc complete.As Per the Approval of the Engineer-In-Charge/TSERC. |  | 1 | No | 0
|  |  | Makes : CISCO / Net Gear / HP / D Link.,As Per the Approval of the Engineer-In-Charge/TSERC. |  |  |  | 0
38 | 13 | Nos | Supply and fixing of 24 port patch panels including accessories and all labour charges etc complete. As Per the Approval of the Engineer-In-Charge/TSERC. |  | 1 | No | 0
|  |  | Makes : D Link / AMP / Molex / Legrand / Krone.As Per the Approval of the Engineer-In-Charge/TSERC. |  |  |  | 0
39 | 1 | Nos | Supply and fixing of 15U wall mounting net work rack with power spike including accessories and all labour charges etc.complete As Per the Approval of the Engineer-In-Charge/TSERC. |  | 1 | Mtr | 0
40 | 12 | Nos | Supply and fixing of 9U wall mounting net work rack with power spike including accessories and all labour charges etc.complete .,As Per the Approval of the Engineer-In-Charge/TSERC. |  | 1 | Mtr | 0
0
41 | 6000 | Rmts | Supply and run of 2 pair telephone cable 0.5mm copper, in the existing PVC pipe including all labour charges etc complete.As Per the Approval of the Engineer-In-Charge/TSERC. |  | 1 | Mtr | 0
42 | 500 | Rmts | Supply and run of 20 Pair telephone Copper wire., in the existing PVC pipe including all labour charges etc complete.As Per the Approval of the Engineer-In-Charge/TSERC. |  | 1 | Mtr | 0
43 | 8 | Nos | Supply of 20 pair Telephone distribution box with back mount frame, krone connector, powder coated metal body with lock and key arrangement.As Per the Approval of the Engineer-In-Charge/TSERC. |  | 1 | Each | 0
44 | 1 | Nos | Supply of 100 pair Telephone distribution box with back mount frame, krone connector, powder coated metal body with lock and key arrangement.As Per the Approval of the Engineer-In-Charge/TSERC. |  | 1 | Each | 0
45 | 55 | Nos | Supply and fixing of Modular socket type Telephone jack with Connector. Makes : Legrand Myrius / Cabtree Thames Platinum / Million Logus / Gold Medal Curve / Anchor Roma viola / on required size Modular Box with cover frame with connections including cost and conveyance of all material and all labour charges etc., complete in N.R.B. As Per the Approval of the Engineer-In-Charge/TSERC. |  | 1 | Each | 0
0
|  |  | UPS |  |  |  | 0
46 | 3 | Nos | Supply, Transportation and installation of 15KVA / 312V DC on line UPS system IGBT based rectifier with input power factor correction 32 bit microprocessor based with isolation transformers double conversion, SNMP controls, LCD display, Pure sine wave out put, with auto static switch three phase input / Three phase output and modular structure for better thermal technology / cooling facility, with warranty up to three years.As Per the Approval of the Engineer-In-Charge/TSERC. |  | 1 | No | 0
|  |  | Makes: APC / Numeric / Emerson / Fuji Electric.,As Per the Approval of the Engineer-In-Charge/TSERC. |  |  |  | 0
47 | 1 | Nos | Supply and installation of 1400VA,24VDC home UPS system pure sine wave out put, single phase input / Single phase output, for CCTV Survillance System. As Per the Approval of the Engineer-In-Charge/TSERC. |  | 1 | No | 0
|  |  | Makes: Servomax / Top Power / AmarRaja / Samhitha / Microtech / Excide / Sucom / Fuji Electric .,As Per the Approval of the Engineer-In-Charge/TSERC. |  |  |  | 0
48 | 80 | Nos | Supply and fixing of 12V 100 AH SMF battery including wire leads.As Per the Approval of the Engineer-In-Charge/TSERC. |  | 1 | No | 0
|  |  | Makes : Quanta / Racket / Exide. As Per the Approval of the Engineer-In-Charge/TSERC. |  |  |  | 0
49 | 4 | Nos | Supply and providing of UPS cum battery rack 11 to 20 batteries.As Per the Approval of the Engineer-In-Charge/TSERC. |  | 1 | No | 0
50 | 1 | Nos | Supply and providing of UPS cum battery rack up to 4 batteries.As Per the Approval of the Engineer-In-Charge/TSERC. |  | 1 | No | 0
|  |  | Sub Total (a) |  |  |  | 0
1 | The successful bidder, should obtain the approval of the Designated authority for the material being used confirming to the original material specified in the BOQs by production of the samples.
2 | The genuinity of the material supplied to the site will be established on submission of the valid certifications i.e waybills, authorised dealer certification etc,. The successful bidder shall produce such necessary certificates for approval of the designated authority.
3 | The Exact quantities may vary as per the site conditions.

## External EI Est
TSERC
Sub estimate : Providing External Electrical Installations
Sl. No. | Qty |  | Description of the work | Rate | Unit |  | Amount
51 | 1 | Nos | Supply,transpotation,installation,testing and commissioning of HT INDOOR type single panel switchgear with VCB of floor mounted, metal clad 11KV, 630A, not less than 16 KA (350 / 500 MVA) VCB Panel, with 1No VCBs totally enclosed and horizantal drawout type, horizontal isolation type breaker as per IS 13118 as amended upto date and additional specifications having capacities as mentioned below , single break trip free mechanism, motorised/manually charged and auto manually closing breaker suitable for use on 12KV,3phase,50HZ AC supply with self contained fully interlocked rackin and rackout mechanism air insulated allumium Busbars of 630A capacity, Breaker featured with ON/OFF indicator with hand trip device, spring relief coil, shunt trip coil and auxillary switch of 6NO + 6NC and equiped with following switchgears and accessories incomming connections suitable for 3x95Sqmm XLPE 11KV Cable as required etc complete with adaptor box for outgoing termination.Makes: Kirloskar / Schneider / Siemens / Crompton Greaves / ABB INCOMING : 11KV, 630A,not less than 26.5 KA VCB - 1No. POTENTIAL TRANSFORMER : 11000 / 110 Volts PT, Class 1 accuracy, 100 VA burden with HT/LT fuses. Makes: ECS / SILKANS / PRAGATHI / NARAYAN POWER TECH or EQVT - 1 No As Per the Approval of the Engineer-In-Charge/TSERC. |  | 1 | No | 0
Digital Voltmeter 0-15KV along with Selector switch and protection fuses/MCB for HT metering upto 15KV on incoming side -1No Makes: CONZERV / ELMEASURE or EQVT Dual core dual ratio Current transformers with 50 -- 300 A / 5 amp, 15VA burden and accuracy class 1 for metering & class 5P10 for protection of makes ECS / SILKANS / PRAGATHI / NARAYAN POWER TECH -3Nos 0-300A Digital Type Ammeter with selector switch -1No Makes : CONZERV / ELMEASURE or EQVT Microprocessor based non directional combined 2 over current & one earth fault relay -1No Makes: EASUN REYROLLE or equivalent POWER PACK: Supply, Installation, testing and commissioning of Power pack with 230V input and 110V DC continuous out put suitable for closing / tripping / indication of VCB with 2.5sqmm FRLS copper cable etc as required. Master trip relay-1No Makes: EASUN REYROLLE or equivalent (Makes) Three element transformer fault auxilary relay - 2 Nos Makes: EASUN REYROLLE or equivalent Breaker control switch-1No Makes: Switron or equivalent Local / Remote switch-1No Makes: Switron or equivalent Indicating lamps-1set Makes: Vaishnov or equivalent Reputed brand As Per the Approval of the Engineer-In-Charge/TSERC.
Space heater & thermostat -2Nos Makes: Eltek or equivalent MCB's of suitable current rating - 3 Nos Anti pumping relay -1No Makes: Reputed brand with ISI mark Electrionic Audio alarm system with hooter -1No Makes : Reputed brand Auxiliary plug & socket of 230VAC/10A - 1No Makes: Reputed brand with ISI mark Panel illumination lamp 230V/40W -1No Makes: Reputed brand with ISI markMakes: Kirloskar / Schneider / Siemens / ABBor equvivalent as approved by the department.,As Per the Approval of the Engineer-In-Charge/TSERC.
500KVA Transformer
52 | 1 | Nos | Supply, Transportation, Installation, Testing and Commissioning of 500KVA TRANSFORMER with all test reports. The Transformer shall be designed and manufactured as per IS:1180 OCTC with level-II or as per prevailing standards with initial filling of oil as per IS 335-1993. The basic details of the Transformer are as under. Makes: PETE / Esennar / Crompton Greaves / ABB .or equvivalent as approved by the department.,As Per the Approval of the Engineer-In-Charge/TSERC. |  | 1 | No | 0
1. Quantity : 1 2. Rated KVA : 500KVA 3. Service & Location: Continuous Outdoor Distribution Transformer 4. Mounting : Plinth. 5. Wound : Copper Double wound 6. Type : Core type oil immersed 7. Cooling :ONAN 8. Temp Rise : 40⁰C in oil, 45⁰C by resistance 9. Vector Group: Dyn 11 10. Primary Connection : Delta 11. Nominal Voltage / Current : 11KV/16A 12. Highest system Voltage: 12000V 13. Primary Frequency :50 HZ +/- 3% 14. Number of Phases : 3 15. Primary wires: 3 16. Secondary connection : Star 17. Secondary Volts / Current : 415V 18. Secondary phases : 3 19. Secondary wires: 4 20. Taps on primary winding for primary voltage variation : +5% to - 10% in steps of 2.5% of 7 position (6 Steps)
21. Terminal arrangement. a.HV: HT terminal box as per the siteCondition. b. LV: Cable box suitable to receive 300 Sq.mm XLPE cable 22. LV:One separate terminal for earthing. 23. Total Losses at 50% Loading [Watts] [Max] as per IS 24. Total Losses at 100% Loading [Watts] [Max] as per IS 25.Percentage Impedance at 75 deg. C at 5 as per IS (As per Design ) 26. No Load current: Less than 2% of full load current.
27. Standrad Fittings & Accessories. a. Rating and terminal marking plate: One b. Lifting Lugs:Two c. Off-circuit tap switch :One d. Earthing Terminals :Two e. Radiators ( Attachable):Adequate f. Explosion vent with Diaphragm :One g. Conservator with Drain plug:one h. Oil filling hole with cap :One i. Oil level indicator : One j. Dehydrating Silicagel Breather : One k. Terminal Arrangement: HV With Treminal Box l. Terminal Arrangement : LV Cable Box m. Separate Neutral Bushing : One n. Filter valve with blanking plate : One o. Drain cum filter valve with blanking plate : One p. Air release device : One q. Thermometer Pocket : One r. Four :Unidirectional flat rollers s. One :10Cm dial thermometer(Rigid stem type)
320 KVAGenerator Set
52 | 1 | Nos | Supply, Transportation, erection and commissioning (Excluding Foundation) of 3 Phase, 415, 50Hz, water cooled multi cylinder diesel generator set with alternator of 320 KVA out put contineous rating directly coupled Engine and Alternator with guard and mounted on a common base plate of Robust construction and complete with AMF panel having IP-52 protection, Acoustic Enclosure as per CPCB norms , sound absorbing material, to restrict sound level up to 75 dB up to 1 mtr distance and as per CPCB norms etc as per following specifications mentioned below. As Per the Approval of the Engineer-In-Charge/TSERC. |  | 1 | No | 0
A . Alternator : Jackson / Stamford / Crompton Greaves / Leroy Somer make. The alternator of the output rating shall be 3 Phase, 415V, 50Hz, Ac , 0.8 P.F. lagging at 1500 RPM. The alternator is self excited, self regulated, and shall confirm to IS:13364 of 1992 with regulation of +5% from no load to full load. degree of protections shall be IP42.
B .Diesel Engine : Jackson / Cummins Diesel Engine start, developing suitable 380 BHP output at 1500 RPM with mechanical / electronic governing so as to enable the alternator to give 320 KVA continuous output at 0.8 P.F. lagging at NTP conditions. The diesel engine shall be capable of providing 10% O/L for 1 Hr for every 11 Hrs of continuous running at full load. The engine with 1st filling of oil and Diesel etc. 01. Exhaust pipe of required size and length with insulation or clading. 02. Diesel tank suitable for 8 to 12 Hours running capacity. 03. Residential Silencer. 04. SMF Batteries with leads as per the Manufacturer standards
C. AMF Control Panel:- AMF control panel shall be fabricated with 16SWG CRCA sheet shall be totally enclosed with dust and Vermin proof, floor mounted / wall mounted type and shall be comprising the following. 01. Voltmeter with selector switch. 02. 4 Pole MCCB incomer of 630 A rating of Schenieder / L&T make for EB and DG . 03. Ammeter with selector switch with CTs. 04. PF Meter and frequency Meter. 05. Indicator lamps (set Run, Load ON) with fuses. 06. KWH Meter of required rating. 07. Set of control fuses and current transformer. 08. Input Terminal board and output Terminal Board. 09. Battery charger with transformer rectifier unit. 10. Alternator supply air break contactor of L&T make. 11. Main supply air break contactor of L&T make. 12. Audio Visual announciation . 13. Main supply voltage set of control relays and timers with one mode selector switch, set of push buttons. 14.Control cable up to 15 Mtrs 2.5Sqmm 6 Core
EARTHINGS
53 | 15 | Nos | Providing independent earthing for Important equipment with 40mm dia 'B' class 2.5m long G.I pipe and 19mm dia 'B' class G.I pipe of 0.3mtr. long connected with reducer providing G.I funnel with mesh enclosed in C.C/ brick massonry chamber of 450m x 450m x 400mm with R.C.C. Slab cover duly providing staggered holes filling with 20Kg Salt and 40Kg Charcoal or 40Kg bentonite powder from the bottom of the pipe giving earth connection from electrode through G.I strip of 40 x 6mm x 200mm length with all accessories and labour charges complete, as per IS specifications 3043/1982 (Part II).,As Per the Approval of the Engineer-In-Charge/TSERC. |  | 1 | No | 0
54 | 6 | Nos | Providing independent earthing by exacavating a pit to a depth of 2.25Mtr in all soils as per size specified in the data for Sophisticated Electronic equipment with 600mm x 600mm x 3.15mm thick copper plate rigidly fixed to 40mm dia 'B' Class G.I Pipe of 2.5Mtr length as per National Electric Code and earth connection from electrode GI strip of 25mm x 5mm x 200mm length to be bolted with nut bolts to G.I.pipe including 40mm x 6mm copper strip of 6Mtrs length connected from plate to GI strip including filling with 20Kg Salt and 40Kg Charcoal or 40Kg bentonite powder and providing CC chamber/brick massonry chamber 450mmX450mmX400mm and covered with R.C.C. Slab including all accessories and labour charges etc complete as per IS specification 3043/1982 (Part II)..,As Per the Approval of the Engineer-In-Charge/TSERC. |  | 1 | No | 0
55 | 150 | RM | Supply and run of 25mmX6mm GI strip including cost of all accessories and labour charges etc complete.As Per the Approval of the Engineer-In-Charge/TSERC. |  | 1 | RM | 0
56 | 100 | RM | Supply and run of 50mmX6mm GI strip including cost of all accessories and labour charges etc complete.As Per the Approval of the Engineer-In-Charge/TSERC. |  | 1 | RM | 0
57 | 70 | RM | Supply and run of 25mmX6mm copper strip including cost of all accessories and labour charges etc complete. As Per the Approval of the Engineer-In-Charge/TSERC. |  | 1 | RM | 0
58 | 500 | RM | Supply and run of No. 8SWG GI wire including cost of all accessories and labour charges etc complete.As Per the Approval of the Engineer-In-Charge/TSERC. |  | 1 | RM | 0
Isolation Panel (Transformer Secondery side)
59 | 1 | Nos | Supply, installation, testing and commissioning of floor mounting, Out door (IP 55) type panel board with Alluminium bus bars fabricated with 14/16 Gauge CRCA Sheet comprising of TPN bus bars of equal size in all phases and neutral equipped with bus bar chambers and cable chambers.The bus bars fault level shall be 50 KA and shall be as per the requirement of local CEIG, fire regulations, CPRI norms and other authorities etc. The painting of the complete system shall be powder coated duly processing the panel in 7 tank process. The panel shall be suitable for accomdating the following switch gear including supply of all components, hard wares etc including all necessary civil works, adequate reinforcement, foundation bolts, suitable G.I earth strip 40 x 6mm, door loop earthings, bus bars should be colour sleeved with heat shrinkable sleeves for phase and neutral duly supported at regular intervels by SMC supports and all cables shall have proper cable entry, danger board, feeder identification marks, rigid inter connections, cadmium plated bolts and nuts and shall be installed on flooring and consisting of the following as required and as per IS standards for [MAIN PANEL] Panel shall be manufacture only from CPRI approval Fabricators.As Per the Approval of the Engineer-In-Charge/TSERC. |  | 1 | No | 0
1000A,50KA Alluminium Bus Bar with colour coded sleeves.(1.2A/Sqmm).
Internal wiring with approved make cable
Earthing Flat: Providing suitable G.I Flat
INCOMINGS
Supply and erection of 800A 4 Pole, 50kA Air Circuit Breaker electrically drawout Confirms to IS 13947-2, IEC 60947-2 and BS-EN 60947 with Micro processer based having over load, shot circuit and earth fault Protection. - 1Nos
Makes : Siemens / L&T / Schneider
Supply and erection of 250A 4 Pole MCCB, Adjustable, Confirms to IS/IEC 60947-2 having Breaking Capacity 36 KA with thermal magnetic release Panel Mounted. - 1Nos
Makes : L&T / Schneider / Siemens / Legrand / Hager.
Supply and erection of 0-500V volt Digital meter of size 96x96mm on exisiting box / panel board including connections etc., complete.- 1 Nos
MAKES : CONZERVE / ELMEASURE / L&T / SEIMENS / HPL.
Supply and erection of 0-1000A Digital Ammeter of size 96x96mm on existing box / panel board including connections etc., complete. -1 Nos
MAKES : CONZERVE / ELMEASURE / L&T / SEIMENS / HPL.
Supply and erection of selector switch for Ammeter on the existing box / panel including connections etc., complete. - 1 Nos
Makes : L&T / C&S / SALZAR / HPL MAKE.
Supply and erection of selector switch for voltmeter on the existing box / panel including connections etc., complete. - 1 Nos
Makes : L&T / C&S / SALZAR / HPL MAKE.
Supply and erection of LED indication lamps on the existing panel board. - 3Nos
Makes : L&T / C&S / SALZAR / HPL MAKE.
Supply and erection of LT current transformer with bar primary 800 / 5A ratio in the existing panel including connections etc., complete. -3 Nos
MAKE : KAPPA
Out Going feeders:
Supply and erection of 800A 3 Pole MCCB, Adjustable, Confirms to IS/IEC 60947-2 having Breaking Capacity 50 KA with thermal magnetic release Panel Mounted. - 1Nos
Makes : L&T / Schneider / Siemens / Legrand / Hager.
Supply of 250A 3 Pole MCCB, Adjustable, Confirms to IS/IEC 60947-2 having Breaking Capacity 35 KA with thermal magnetic release Panel Mounted. - 1Nos
Makes : L&T / Schneider / Siemens / Legrand / Hager.
Supply of 125A 3 Pole MCCB, Adjustable, Confirms to IS/IEC 60947-2 having Breaking Capacity 25 KA with thermal magnetic release Panel Mounted. - 1Nos
Makes : L&T / Schneider / Siemens / Legrand / Hager.
Labour charges etc complete with connections for Finished item of work.
MAIN POWER PANEL(ESS)
60 | 1 | Nos | Supply, installation, testing and commissioning of floor mounting type panel board with Alluminium bus bars fabricated with 14/16 Gauge CRCA Sheet comprising of TPN bus bars of equal size in all phases and neutral equipped with bus bar chambers and cable chambers.The bus bars fault level shall be 50 KA and shall be as per the requirement of local CEIG, fire regulations, CPRI norms and other authorities etc. The painting of the complete system shall be powder coated duly processing the panel in 7 tank process. The panel shall be suitable for accomdating the following switch gear including supply of all components, hard wares etc including all necessary civil works, adequate reinforcement, foundation bolts, suitable G.I earth strip 40 x 6mm, door loop earthings, bus bars should be colour sleeved with heat shrinkable sleeves for phase and neutral duly supported at regular intervels by SMC supports and all cables shall have proper cable entry, danger board, feeder identification marks, rigid inter connections, cadmium plated bolts and nuts and shall be installed on flooring and consisting of the following as required and as per IS standards for [MAIN PANEL] Panel shall be manufacture only from CPRI approval Fabricators.As Per the Approval of the Engineer-In-Charge/TSERC. |  | 1 | No | 0
800A,50KA Alluminium Bus Bar with colour coded sleeves.(1.2A/Sqmm).
Internal wiring with approved make cable
Earthing Flat: Providing suitable G.I Flat
INCOMINGS
Supply and erectin of 800A 4 Pole, 50kA Air Circuit Breaker electrically drawout Confirms to IS 13947-2, IEC 60947-2 and BS-EN 60947 with Micro processer based having over load, shot circuit and earth fault Protection. - 1Nos
Makes : Siemens / L&T / Schneider
Supply and erectin of 630A 4 Pole, 50kA Air Circuit Breaker electrically drawout Confirms to IS 13947-2, IEC 60947-2 and BS-EN 60947 with Micro processer based having over load, shot circuit and earth fault Protection. - 1Nos
Makes : Siemens / L&T / Schneider
Supply and erection of 0-500V volt Digital meter of size 96x96mm on exisiting box / panel board including connections etc., complete.- 2 Nos
MAKES : CONZERVE / ELMEASURE / L&T / SEIMENS / HPL.
Supply and erection of 0-1000A Digital Ammeter of size 96x96mm on existing box / panel board including connections etc., complete. -2 Nos
MAKES : CONZERVE / ELMEASURE / L&T / SEIMENS / HPL.
Supply and erection of selector switch for Ammeter on the existing box / panel including connections etc., complete. - 2 Nos
Makes : L&T / C&S / SALZAR / HPL MAKE.
Supply and erection of selector switch for voltmeter on the existing box / panel including connections etc., complete. - 2 Nos
Makes : L&T / C&S / SALZAR / HPL MAKE.
Supply and erection of LED indication lamps on the existing panel board. - 6Nos
Makes : L&T / C&S / SALZAR / HPL MAKE.
Supply and erection of LT current transformer with bar primary 800 / 5A ratio in the existing panel including connections etc., complete. -6 Nos
MAKE : KAPPA
Out Going feeders:
Supply and erection of 250A 3 Pole MCCB, Adjustable, Confirms to IS/IEC 60947-2 having Breaking Capacity 36 KA with thermal magnetic release Panel Mounted. - 10 Nos
Makes : L&T / Schneider / Siemens / Legrand / Hager.
Supply of 125A 3 Pole MCCB, Adjustable, Confirms to IS/IEC 60947-2 having Breaking Capacity 25 KA with thermal magnetic release Panel Mounted. - 4Nos
Makes : L&T / Schneider / Siemens / Legrand / Hager.
Labour charges etc complete with connections for Finished item of work.
APFCR Panels
61 | 1 | Nos | Supply installation testing and commissioning of 3 phase and neutral 415V free standing floor mounted 165 KVAR APFC panel made out of No.16 gauge CRCA sheet steel after 7 tank process and painting with powder coating. The panel shall consists of suitable rating TPN Alluminium busbar ( with rating of 0.8A/ Sqmm) supported with DMC /SMC barriers and colour coaded with heat shrinkable sleeves. The metering shall be provided as specified. The panel shall have short-circuit with standing capacities of minimum 50KA and consists of switchgear as mentioned below. This shall be got be manufactured from the manufacturers of CPRI test certificate only. The panel shall be mounting on U channels including supply and fixing the same and painting with powder coating including internal connections cost and conveyance of all materials & labour charges. As Per the Approval of the Engineer-In-Charge/TSERC. |  | 1 | No | 0
400A Copper Bus Bar with colour coded sleeves.(1.2A/Sqmm).
Internal wiring with approved make cable
Earthing Flat: Providing suitable G.I Flat
INCOMER
Supply of 250A 4 Pole MCCB, Adjustable, Confirms to IS/IEC 60947-2 having Breaking Capacity 35/36 KA with thermal magnetic release Panel Mounted - 1 No
Makes : L&T / Schneider / Siemens / Legrand / Hager.
Metering Set:
Supply and erection of 0-500V volt Digital meter of size 96x96mm on exisiting box / panel board including connections etc., complete. - 1 No
MAKES : CONZERVE / ELMEASURE / L&T / SEIMENS / HPL.
Supply and erection of 0-250A Digital Ammeter of size 96x96mm on existing box / panel board including connections etc., complete. - 1 No
MAKES : CONZERVE / ELMEASURE / L&T / SEIMENS / HPL.
Supply and erection of selector switch for Ammeter on the existing box / panel including connections etc., complete. - 1 No
Makes : L&T / C&S / SALZAR / HPL MAKE.
Supply and erection of selector switch for voltmeter on the existing box / panel including connections etc., complete.- 2Nos
Makes : L&T / C&S / SALZAR / HPL MAKE.
Supply and erection of LED indication lamps on the existing panel board. - 3Nos
Makes : L&T / C&S / SALZAR / HPL MAKE.
Supply and erection of LT current transformer with bar primary 250 / 5A ratio in the existing panel including connections etc., complete. - 3Nos
MAKE : KAPPA
32A Bakelite fuse units with HRC fuse links (A.R.) - 3Nos
Supply and fixing of 12 Stage APFC Relay with connections suitable CTs sensing from main bus bar of main panel. - 1No
Makes : L&T / Siemens / EPCOS / Schneider / Elmeasure
OUT GOING
Supply of 63A / 60A 4 Pole MCCB, Adjustable, Confirms to IS/IEC 60947-2 having Breaking Capacity 25 KA with thermal magnetic release Panel Mounted. - 4Nos
Makes : L&T / Schneider / Siemens / Legrand / Hager.
Supply of 6-32A 10KA TP MCB, C/D Curve ISI Mark. - 6Nos
Makes : Legrand-DX3 / Schneider-Acti9 / Siemens / L&T Exora.
Supply and fixing of 25 KVAR Rating capacitor duty contactor - 4Nos
Makes : L&T / Siemens / EPCOS / Meher
Supply and fixing of 15 KVAR Rating capacitor duty contactor - 2No
Makes : L&T / Siemens / EPCOS / Meher
Supply and fixing of 10.0 KVAR Rating capacitor duty contactor - 3Nos
Makes : L&T / Siemens / EPCOS / Meher
Supply and fixing of 5 KVAR Rating capacitor duty contactor - 1No
Makes : L&T / Siemens / EPCOS / Meher
Labour charges etc complete with connections for finished item of work.
25 KVAR capacitor - 4Nos
Makes:L&T/Siemens/Schneider/Epcos.
15 KVAR capacitor - 2No
Makes:L&T/Siemens/Schneider/Epcos.
10 KVAR capacitor - 3Nos
Makes:L&T/Siemens/Schneider/Epcos.
5 KVAR capacitor - 1No
Makes:L&T/Siemens/Schneider/Epcos.
Control wiring,Labour charges for errection of switch gears,panels boards including all labour charges etc with connections for finished items of works including transportation charge.
Building Power(1), Lighting(1), HVAC(2) & UPS(1) Panels
62 | 5 | Nos | Supply, installation, testing and commissioning of floor mounting type panel board with Alluminium bus bars fabricated with 16 Gauge CRCA Sheet comprising of TPN bus bars with bus bars of equal size in all phases and neutral equipped with bus bar chambers and cable chambers. The bus bars fault level shall be 50 KA and shall be as per the requirement of local CEIG, fire regulations, CPRI norms and other authorities etc. The painting of the complete system shall be powder coated duly processing the panel in 7 tank process . The panel shall be suitable for accomdating the following switch gear including supply of all components, hard wares etc including all necessary civil works, adequate reinforcement foundation bolts, suitable G.I earth strip 40 x 6 mm, door loop earthings , bus bars should be colour sleeved with heat shrinkable sleeves for phase and neutral duly supported at regular intervels by SMC supports and all cables shall have proper cable entry, danger board, feeder identification marks, rigid inter connections, cadmium plated bolts and nuts and shall be installed and consisting of the following as required and as per IS standards for Lighting panel. (Panel shall be manufacture only from CPRI approval fabricators.) As Per the Approval of the Engineer-In-Charge/TSERC. |  | 1 | No | 0
250A Alluminium Bus Bar with colour coded sleeves.(1.2A/Sqmm).36KA
Internal wiring with approved make cable
Earthing Flat: Providing suitable G.I Flat
INCOMER
Supply & Erection of 250A 4 Pole MCCB, Adjustable, Confirms to IS/IEC 60947-2 having Breaking Capacity 35/36 KA with thermal magnetic release Panel Mounted. - 1 Nos
Makes : Siemens / L&T / Schneider
OUT GOING FEEDERS
Supply & erection of 125A 3 Pole MCCB, Adjustable, Confirms to IS/IEC 60947-2 having Breaking Capacity 25 KA with thermal magnetic release Panel Mounted. - 2 Nos
Makes : L&T / Schneider / Siemens / Legrand / Hager.
Supply and Erection of 63A 3 Pole MCCB, Adjustable, Confirms to IS/IEC 60947-2 having Breaking Capacity 16 KA with thermal magnetic release Panel Mounted. - 12 Nos
Makes : L&T / Schneider / Siemens / Legrand / Hager.
Metering :
Supply and erection of 0-500V volt Digital meter of size 96x96mm on exisiting box / panel board including connections etc., complete. - 1 No
MAKES : CONZERVE / ELMEASURE / L&T / SEIMENS / HPL.
Supply and erection of 0-250A Digital Ammeter of size 96x96mm on existing box / panel board including connections etc., complete. - 1 No
MAKES : CONZERVE / ELMEASURE / L&T / SEIMENS / HPL.
Supply and erection of selector switch for Ammeter on the existing box / panel including connections etc., complete. - 1 No
Makes : L&T / C&S / SALZAR / HPL MAKE.
Supply and erection of selector switch for voltmeter on the existing box / panel including connections etc., complete. - 1 No
Makes : L&T / C&S / SALZAR / HPL MAKE.
Supply and erection of LED indication lamps on the existing panel board. - 3 Nos
Makes : L&T / C&S / SALZAR / HPL MAKE.
Supply and erection of LT current transformer with bar primary 630 / 5A ratio in the existing panel including connections etc., complete. - 3 Nos
MAKE : KAPPA
Labour charges etc complete with connections for Finished item of work.
Utility Panels
63 | 1 | Nos | Supply, installation, testing and commissioning of floor mounting type panel board with Alluminium bus bars fabricated with 16 Gauge CRCA Sheet comprising of TPN bus bars with bus bars of equal size in all phases and neutral equipped with bus bar chambers and cable chambers. The bus bars fault level shall be 50 KA and shall be as per the requirement of local CEIG, fire regulations, CPRI norms and other authorities etc. The painting of the complete system shall be powder coated duly processing the panel in 7 tank process . The panel shall be suitable for accomdating the following switch gear including supply of all components, hard wares etc including all necessary civil works, adequate reinforcement foundation bolts, suitable G.I earth strip 40 x 6 mm, door loop earthings , bus bars should be colour sleeved with heat shrinkable sleeves for phase and neutral duly supported at regular intervels by SMC supports and all cables shall have proper cable entry, danger board, feeder identification marks, rigid inter connections, cadmium plated bolts and nuts and shall be installed and consisting of the following as required and as per IS standards for Lighting panel. (Panel shall be manufacture only from CPRI approval fabricators.).,As Per the Approval of the Engineer-In-Charge/TSERC. |  | 1 | No | 0
250A Alluminium Bus Bar with colour coded sleeves.(1.2A/Sqmm).36KA
Internal wiring with approved make cable
Earthing Flat: Providing suitable G.I Flat
INCOMER
Supply and erection of 250A 4 Pole MCCB, Adjustable, Confirms to IS/IEC 60947-2 having Breaking Capacity 36 KA with thermal magnetic release Panel Mounted - 1 No
Makes : L&T / Schneider / Siemens / Legrand / Hager.
OUT GOING FEEDERS
Supply and erection of 125A / 60A 3 Pole MCCB, Adjustable, Confirms to IS/IEC 60947-2 having Breaking Capacity 25 KA with thermal magnetic release Panel Mounted. - 2 Nos
Makes : L&T / Schneider / Siemens / Legrand / Hager.
Supply and erection of 63A / 60A 3 Pole MCCB, Adjustable, Confirms to IS/IEC 60947-2 having Breaking Capacity 16 KA with thermal magnetic release Panel Mounted. - 6 Nos
Makes : L&T / Schneider / Siemens / Legrand / Hager.
Metering :
Supply and erection of 0-500V volt Digital meter of size 96x96mm on exisiting box / panel board including connections etc., complete. - 1 No
MAKES : CONZERVE / ELMEASURE / L&T / SEIMENS / HPL.
Supply and erection of 0-160A Digital Ammeter of size 96x96mm on existing box / panel board including connections etc., complete. - 1 No
MAKES : CONZERVE / ELMEASURE / L&T / SEIMENS / HPL.
Supply and erection of selector switch for Ammeter on the existing box / panel including connections etc., complete. - 1 No
Makes : L&T / C&S / SALZAR / HPL MAKE.
Supply and erection of selector switch for voltmeter on the existing box / panel including connections etc., complete. - 1 No
Makes : L&T / C&S / SALZAR / HPL MAKE.
Supply and erection of LED indication lamps on the existing panel board. - 3 Nos
Makes : L&T / C&S / SALZAR / HPL MAKE.
Supply and erection of LT current transformer with bar primary 250 / 5A ratio in the existing panel including connections etc., complete. - 3 Nos
MAKE : KAPPA
Labour charges etc complete with connections for Finished item of work.
UPS I/C Panel
64 | 1 | Nos | Supply, installation, testing and commissioning of floor mounting type panel board with Alluminium bus bars fabricated with 16 Gauge CRCA Sheet comprising of TPN bus bars with bus bars of equal size in all phases and neutral equipped with bus bar chambers and cable chambers. The bus bars fault level shall be 50 KA and shall be as per the requirement of local CEIG, fire regulations, CPRI norms and other authorities etc. The painting of the complete system shall be powder coated duly processing the panel in 7 tank process . The panel shall be suitable for accomdating the following switch gear including supply of all components, hard wares etc including all necessary civil works, adequate reinforcement foundation bolts, suitable G.I earth strip 40 x 6 mm, door loop earthings , bus bars should be colour sleeved with heat shrinkable sleeves for phase and neutral duly supported at regular intervels by SMC supports and all cables shall have proper cable entry, danger board, feeder identification marks, rigid inter connections, cadmium plated bolts and nuts and shall be installed and consisting of the following as required and as per IS standards for Lighting panel. (Panel shall be manufacture only from CPRI approval fabricators.).,As Per the Approval of the Engineer-In-Charge/TSERC. |  | 1 | No | 0
250A Alluminium Bus Bar with colour coded sleeves.(1.2A/Sqmm). 36KA
Internal wiring with approved make cable
Earthing Flat: Providing suitable G.I Flat
INCOMER
Supply and erection of 250A 4 Pole MCCB, Adjustable, Confirms to IS/IEC 60947-2 having Breaking Capacity 25 KA with thermal magnetic release Panel Mounted - 1 No
Makes : L&T / Schneider / Siemens / Legrand / Hager.
OUT GOING FEEDERS
Supply and erection of 63A / 60A 3 Pole MCCB, Adjustable, Confirms to IS/IEC 60947-2 having Breaking Capacity 16 KA with thermal magnetic release Panel Mounted. - 4 Nos
Makes : L&T / Schneider / Siemens / Legrand / Hager.
Metering :
Supply and erection of 0-500V volt Digital meter of size 96x96mm on exisiting box / panel board including connections etc., complete. - 1 No
MAKES : CONZERVE / ELMEASURE / L&T / SEIMENS / HPL.
Supply and erection of 0-160A Digital Ammeter of size 96x96mm on existing box / panel board including connections etc., complete. - 1 No
MAKES : CONZERVE / ELMEASURE / L&T / SEIMENS / HPL.
Supply and erection of selector switch for Ammeter on the existing box / panel including connections etc., complete. - 1 No
Makes : L&T / C&S / SALZAR / HPL MAKE.
Supply and erection of selector switch for voltmeter on the existing box / panel including connections etc., complete. - 1 No
Makes : L&T / C&S / SALZAR / HPL MAKE.
Supply and erection of LED indication lamps on the existing panel board. - 3 Nos
Makes : L&T / C&S / SALZAR / HPL MAKE.
Supply and erection of LT current transformer with bar primary 250 / 5A ratio in the existing panel including connections etc., complete. - 3 Nos
MAKE : KAPPA
Labour charges etc complete with connections for Finished item of work.
UPS O/G Panel
65 | 1 | Nos | Supply, installation, testing and commissioning of floor mounting type panel board with Alluminium bus bars fabricated with 16 Gauge CRCA Sheet comprising of TPN bus bars with bus bars of equal size in all phases and neutral equipped with bus bar chambers and cable chambers. The bus bars fault level shall be 50 KA and shall be as per the requirement of local CEIG, fire regulations, CPRI norms and other authorities etc. The painting of the complete system shall be powder coated duly processing the panel in 7 tank process . The panel shall be suitable for accomdating the following switch gear including supply of all components, hard wares etc including all necessary civil works, adequate reinforcement foundation bolts, suitable G.I earth strip 40 x 6 mm, door loop earthings , bus bars should be colour sleeved with heat shrinkable sleeves for phase and neutral duly supported at regular intervels by SMC supports and all cables shall have proper cable entry, danger board, feeder identification marks, rigid inter connections, cadmium plated bolts and nuts and shall be installed and consisting of the following as required and as per IS standards for Lighting panel. (Panel shall be manufacture only from CPRI approval fabricators.).,As Per the Approval of the Engineer-In-Charge/TSERC. |  | 1 | No | 0
250A Alluminium Bus Bar with colour coded sleeves.(1.2A/Sqmm). 36KA
Internal wiring with approved make cable
Earthing Flat: Providing suitable G.I Flat
INCOMER
Supply and erection of 250A 4 Pole MCCB, Adjustable, Confirms to IS/IEC 60947-2 having Breaking Capacity 25 KA with thermal magnetic release Panel Mounted - 1 No
Makes : L&T / Schneider / Siemens / Legrand / Hager.
OUT GOING FEEDERS
Supply and erection of 63A / 60A 3 Pole MCCB, Adjustable, Confirms to IS/IEC 60947-2 having Breaking Capacity 16 KA with thermal magnetic release Panel Mounted. - 4 Nos
Makes : L&T / Schneider / Siemens / Legrand / Hager.
Metering :
Supply and erection of 0-500V volt Digital meter of size 96x96mm on exisiting box / panel board including connections etc., complete. - 1 No
MAKES : CONZERVE / ELMEASURE / L&T / SEIMENS / HPL.
Supply and erection of 0-160A Digital Ammeter of size 96x96mm on existing box / panel board including connections etc., complete. - 1 No
MAKES : CONZERVE / ELMEASURE / L&T / SEIMENS / HPL.
Supply and erection of selector switch for Ammeter on the existing box / panel including connections etc., complete. - 1 No
Makes : L&T / C&S / SALZAR / HPL MAKE.
Supply and erection of selector switch for voltmeter on the existing box / panel including connections etc., complete. - 1 No
Makes : L&T / C&S / SALZAR / HPL MAKE.
Supply and erection of LED indication lamps on the existing panel board. - 3 Nos
Makes : L&T / C&S / SALZAR / HPL MAKE.
Supply and erection of LT current transformer with bar primary 250 / 5A ratio in the existing panel including connections etc., complete. - 3 Nos
MAKE : KAPPA
Labour charges etc complete with connections for Finished item of work.
66 |  |  | U.G CABLES
| 300 | RM | Supply of 300 Sqmm 3.5 Core XLPE insulated, 1100V grade armoured alluminium cable as per specification confirming to IS:7098 (Part - I).As Per the Approval of the Engineer-In-Charge/TSERC. |  | 1 | RM | 0
Makes : Torrent / Unicab / Universal / Polycab /Havells / KEI / / RR kable / Beljin / Fortune ART.,As Per the Approval of the Engineer-In-Charge/TSERC.
| 200 | RM | Supply of 240 Sqmm 3.5 Core XLPE insulated, 1100V grade armoured alluminium cable as per specification confirming to IS:7098 (Part - I).As Per the Approval of the Engineer-In-Charge/TSERC. |  | 1 | RM | 0
Makes : Torrent / Unicab / Universal / Polycab /Havells / KEI / / RR kable / Beljin / Fortune ART.,As Per the Approval of the Engineer-In-Charge/TSERC.
| 500 | RM | Supply of 185 Sqmm 3.5 Core XLPE insulated, 1100V grade armoured alluminium cable as per specification confirming to IS:7098 (Part - I).As Per the Approval of the Engineer-In-Charge/TSERC. |  | 1 | RM | 0
Makes : Torrent / Unicab / Universal / Polycab /Havells / KEI / / RR kable / Beljin / Fortune ART.,As Per the Approval of the Engineer-In-Charge/TSERC.
| 250 | RM | Supply of 95 Sqmm 3.5 Core XLPE insulated, 1100V grade armoured alluminium cable as per specification confirming to IS:7098 (Part - I).As Per the Approval of the Engineer-In-Charge/TSERC. |  | 1 | RM | 0
Makes : Torrent / Unicab / Universal / Polycab /Havells / KEI / / RR kable / Beljin / Fortune ART.,As Per the Approval of the Engineer-In-Charge/TSERC.
| 250 | RM | Supply of 50 Sqmm 3.5 Core XLPE insulated, 1100V grade armoured alluminium cable as per specification confirming to IS:7098 (Part - I).As Per the Approval of the Engineer-In-Charge/TSERC. |  | 1 | RM | 0
Makes : Torrent / Unicab / Universal / Polycab /Havells / KEI / / RR kable / Beljin / Fortune ART.,As Per the Approval of the Engineer-In-Charge/TSERC.
| 300 | RM | Supply of 25 Sqmm 3.5 Core XLPE insulated, 1100V grade armoured alluminium cable as per specification confirming to IS:7098 (Part - I).As Per the Approval of the Engineer-In-Charge/TSERC. |  | 1 | RM | 0
Makes :Torrent / Unicab / Universal / Polycab /Havells / KEI / / RR kable / Beljin / Fortune Art.,As Per the Approval of the Engineer-In-Charge/TSERC.
| 600 | RM | Supply of 16 Sqmm 4 Core XLPE insulated, 1100V grade armoured alluminium cable as per specification confirming to IS:7098 (Part - I).As Per the Approval of the Engineer-In-Charge/TSERC. |  | 1 | RM | 0
Makes : Torrent / Unicab / Universal / Polycab /Havells / KEI / / RR kable / Beljin / Fortune ART.,As Per the Approval of the Engineer-In-Charge/TSERC.
67 | 1200 | RM | Earth work excavation of Trench in hard ground soil, laying of U.G cables 95 to 300Sqmm on sand cushion covering the cable with bricks and back filling of Trench duly providing route indicator embedded in C.C including cost and conveyance of materials and labour charges etc., complete.As Per the Approval of the Engineer-In-Charge/TSERC. |  | 1 | RM | 0
68 | 600 | RM | Earth work excavation of Trench in hard ground soil and Sand filling shall be provided at the bottom of trench before laying the cable and laying of U.G cables up to 70 sqmm covering the cable with back filling of Trench duly providing route indicator embedded in C.C including cost and conveyance of materials and labour charges etc., complete.As Per the Approval of the Engineer-In-Charge/TSERC. |  | 1 | RM | 0
69 | 550 | RM | Labour charges for run of U.G cable on wall / existing pipe/tray with necessary fixing arrangments such as saddles, clamps,wooden separators etc., (as directed by departmental official) for the cables.As Per the Approval of the Engineer-In-Charge/TSERC. |  | 1 | RM | 0
LT CABLE TERMINATIONS:
70 | 15 | Nos | Supply and Fixing of Double compression brass cable glands for 3.5 core 300 Sqmm XLPE armoured cable with brass washers etc., complete.As Per the Approval of the Engineer-In-Charge/TSERC. |  | 1 | No | 0
71 | 8 | Nos | Supply and Fixing of Double compression brass cable glands for 3.5 core 240 Sqmm XLPE armoured cable with brass washers etc., complete.As Per the Approval of the Engineer-In-Charge/TSERC. |  | 1 | No | 0
72 | 12 | Nos | Supply and Fixing of Double compression brass cable glands for 3.5 core 185 Sqmm XLPE armoured cable with brass washers etc., complete.As Per the Approval of the Engineer-In-Charge/TSERC. |  | 1 | No | 0
73 | 12 | Nos | Supply and Fixing of Double compression brass cable glands for 3.5 core 95 Sqmm XLPE armoured cable with brass washers etc., complete.As Per the Approval of the Engineer-In-Charge/TSERC. |  | 1 | No | 0
74 | 12 | Nos | Supply and Fixing of Double compression brass cable glands for 3.5 core 50 Sqmm XLPE armoured cable with brass washers etc., complete.As Per the Approval of the Engineer-In-Charge/TSERC. |  | 1 | No | 0
75 | 8 | Nos | Supply and Fixing of Double compression brass cable glands for 3.5 core 25 Sqmm XLPE armoured cable with brass washers etc., complete.As Per the Approval of the Engineer-In-Charge/TSERC. |  | 1 | No | 0
76 | 30 | Nos | Supply and Fixing of Double compression brass cable glands for 3.5 core 16 Sqmm XLPE armoured cable with brass washers etc., complete.As Per the Approval of the Engineer-In-Charge/TSERC. |  | 1 | No | 0
77 | 45 | Nos | Supply and Fixing of crimping type alluminium lugs confirming to IS specifications for cables of 300 Sqmm including nuts and bolts with conections etc., complete.As Per the Approval of the Engineer-In-Charge/TSERC. |  | 1 | No | 0
78 | 24 | Nos | Supply and Fixing of crimping type alluminium lugs confirming to IS specifications for cables of 240 Sqmm including nuts and bolts with conections etc., complete.As Per the Approval of the Engineer-In-Charge/TSERC. |  | 1 | No | 0
79 | 36 | Nos | Supply and Fixing of crimping type alluminium lugs confirming to IS specifications for cables of 185 Sqmm including nuts and bolts with conections etc., complete.As Per the Approval of the Engineer-In-Charge/TSERC. |  | 1 | No | 0
80 | 15 | Nos | Supply and Fixing of crimping type alluminium lugs confirming to IS specifications for cables of 150Sqmm including nuts and bolts with conections etc., complete.As Per the Approval of the Engineer-In-Charge/TSERC. |  | 1 | No | 0
81 | 8 | Nos | Supply and Fixing of crimping type alluminium lugs confirming to IS specifications for cables of 120Sqmm including nuts and bolts with conections etc., complete.As Per the Approval of the Engineer-In-Charge/TSERC. |  | 1 | No | 0
82 | 48 | Nos | Supply and Fixing of crimping type alluminium lugs confirming to IS specifications for cables of 95Sqmm including nuts and bolts with conections etc., complete.As Per the Approval of the Engineer-In-Charge/TSERC. |  | 1 | No | 0
83 | 48 | Nos | Supply and Fixing of crimping type alluminium lugs confirming to IS specifications for cables of 50Sqmm including nuts and bolts with conections etc., complete.As Per the Approval of the Engineer-In-Charge/TSERC. |  | 1 | No | 0
84 | 36 | Nos | Supply and Fixing of crimping type alluminium lugs confirming to IS specifications for cables of 25Sqmm including nuts and bolts with conections etc., complete.As Per the Approval of the Engineer-In-Charge/TSERC. |  | 1 | No | 0
85 | 120 | Nos | Supply and Fixing of crimping type alluminium lugs confirming to IS specifications for cables of 16Sqmm including nuts and bolts with conections etc., complete.As Per the Approval of the Engineer-In-Charge/TSERC. |  | 1 | No | 0
HT Cable and Accessories
86 | 150 | RM | Supply of 3 Core 11 KV 95 Sqmm HT XLPE (E) armoured Cable. As per IS specification confirming to IS 7098/II/85 with latest ammendments. Makes Torrent / Nicco / Universal / CCI / Polycab.As Per the Approval of the Engineer-In-Charge/TSERC. |  | 1 | RM | 0
87 | 3 | Nos | Providing and errecting heat shrinkable indoor termination kit for 11 KV XLPE HT cable 3 core 70-95 Sqmm with necessary materials etc., complete. Makes : Transeal - Hong shang / Raychem / M Seal / Multy.,As Per the Approval of the Engineer-In-Charge/TSERC. |  | 1 | No | 0
88 | 3 | Nos | Providing and errecting heat shrinkable outdoor termination kit for 11 KV XLPE HT cable 3 core 70-95 Sqmm with necessary materials etc., complete with anti tracking red colour material as per IEC / IS specs only. Makes : Transeal - Hong shang / Raychem / M Seal / Multy.,As Per the Approval of the Engineer-In-Charge/TSERC. |  | 1 | No | 0
89 | 1 | Nos | Supply , Fabrication, Transportation and fixing of Box type RS Joist pole made with 2 Nos 175X85 mm ( ISMB Modified ) or equivalent about 30'-0 length / 9.1 mtrs length poles welded together including excavation of pit, coil earthing, Special T&P, painting of Pole with 1 coat of Red oxide and 2 coats of alluminium paint, CC 1:3:6 upto ground and 1:2:4 for Couping work, 200A AB Switch, HG fuse sets, required angle iron channels, clamps, nuts and bolts, 11KV pin insulators, 2Nos GI pipe earthings as per the IS with brick massonry chamber including labour and transportation charges etc., complete.As Per the Approval of the Engineer-In-Charge/TSERC. |  | 1 | No | 0
90 | 50 | RM | Supply and Installation of 300mm x 50mm x 2mm thick GI perforated cable tray with out cover along with required angle supports, with coupler plates, Anchor bolts and nuts etc complete and the tray should be fitted on the wall / Ceiling etc. complete.As Per the Approval of the Engineer-In-Charge/TSERC. |  | 1 | RM | 0
91 | 500 | Kgs | Supply , fabrication and transportation of MS channel iron/ angle iron /flats including two coats of alluminium paint and one coat of red oxide paint including all labour charges etc complete.As Per the Approval of the Engineer-In-Charge/TSERC. |  | 1 | KG | 0
92 | 1 | Nos | Supply of Rubber hand gloves suitable for 11 KV.As Per the Approval of the Engineer-In-Charge/TSERC.As Per the Approval of the Engineer-In-Charge/TSERC. |  | 1 | No | 0
93 | 10 | Sqmtr | Supply and fixing of PVC synthetic elastomer electrically insulated mat with Class B insulation conforming to IS: 15652-2006 having 2.5mm thickness upto 11KV.As Per the Approval of the Engineer-In-Charge/TSERC. |  | 1 | Sqmtr | 0
94 | 5 | Nos | Providing & Fixing of Shock instrution chart in English / Hindi / Telugu duly framed with front glass. As Per the Approval of the Engineer-In-Charge/TSERC. |  | 1 | No | 0
95 | 100 | Nos | Providing & Fixing of Danger Notice Plates of size 250x200mm, shall comply with IS:2551-1982. As Per the Approval of the Engineer-In-Charge/TSERC. |  | 1 | No | 0
96 | 2 | Nos | Providing floor mounting stand for keeping 4No of fire bucket 1500mm length, 900mm height made out of 40x40x6mm angle iron welded with 4 hooks and duly painted with one coat of red lead and two coats of enamel paint.As Per the Approval of the Engineer-In-Charge/TSERC. |  | 1 | No | 0
97 | 8 | Nos | Providing & Supply of round bottom G.I sheet bucket of 9 Ltrs. Capacity as per IS:2546 made out of 24 gauge GI sheet with extra handle at bottom duly painted inside and red out side with printed with FIRE Mark for stand and hook and filled with sand and arranged to existing stand or hook. As Per the Approval of the Engineer-In-Charge/TSERC. |  | 1 | No | 0
98 | 1 | Nos | First Aid box 18" x 12" x 8" containing material as prescribed by St. John Ambulance brigade OR Indian Red Cross complete as required. As Per the Approval of the Engineer-In-Charge/TSERC. |  | 1 | No | 0
Street Lights
99 | 15 | Nos | Fabrication, Transportation and supply of hot-dip galvanized Octagonal Pole with BSEN - 10025 grade S 355 JO steel plate for shaft, IS 2062 for base plate with door opening arrangement, including the supply of suitable boards with Bakelite sheet and MCB's as per IS specification suitable to withstand the wind speed of 180 KMPH for 7.50 Mtrs height Pole having dimensions Bottom 130 mm,. Top 70mm with 3mm thick, base plate 220 x 220 x 12mm and 4 Nos of M20 x 700 long 'J' bolts along with template.As Per the Approval of the Engineer-In-Charge/TSERC. |  | 1 | No | 0
Makes: Anchor/Panasonic/ Bajaj / Valmont / Laasma/Fortuen Art/Haevlls.,As Per the Approval of the Engineer-In-Charge/TSERC.
100 | 15 | Nos | Fabrication, Transportation and supply of of 1.5mtrs sword type decorative Single arm bracket with dooms complete with all accessories with MS galvanized 50mm dia Pipe. As Per the Approval of the Engineer-In-Charge/TSERC. |  | 1 | No | 0
101 | 0 | Nos | Fabrication, Transportation and supply of of 1.5mtrs sword type decorative double arm bracket with dooms either sides complete with all accessories with MS galvanized 50mm dia Pipe. As Per the Approval of the Engineer-In-Charge/TSERC. |  | 1 | No | 0
102 | 15 | Nos | Foundation and erection charges with special T&P, for 7.50 Mtrs long Octagonal / Conical pole duly erecting on base plate duly providing 4 Nos foundation bolts with nuts with providing of 0.45Mtr x0.45 Mtrs x 1.20 Mtr size M20 cc work vibrated concreting mixing with necessary steel (10kgs) reinforcement as directed by the field engineers during execution including all labour charges and cost and conveyance of materials etc. complete. As Per the Approval of the Engineer-In-Charge/TSERC. |  | 1 | No | 0
103 | 1 | Nos | Supply and fixing of suitable out door feeder piller box of size 3' x 2' x 1' made with 14 SWG CRCA sheet with double door arrangement, making powder coating after processing of 7 Tank process, lock and key, hinges, rubber gasket, danger board,suitable angle iron stand for mounting the feeder pillar with cement concrete, including Supply and fixing of Legrand / Schnieder make 63A, 4 Pole isolator as incomer, 6 Nos 6-32A SP MCBs as out goings. indication lamps, din channel, 6 Sqmm 3 core copper cable for invidual light control, connectors, gland plates and 3 phase energy meter etc., complete for finished item of work and suitable wiring provision for connecting the nature switch with following.(for street light control).,As Per the Approval of the Engineer-In-Charge/TSERC. |  | 1 | No | 0
104 | 1 | Nos | Supply of Automatic Street Light Control System with Optical Sensor, Low volatage / High voltage trip and reset, operating voltage 150 - 280V AC, 50 HZ with suitable SMC enclousure of IP 54 protection, MCBs and contactor suitable to control the load of 8 KW of single phase load with necessary clamping arrangements..,As Per the Approval of the Engineer-In-Charge/TSERC. |  | 1 | No | 0
Makes : Swadeep Nature Switch / Light Mate/L&T/reputed.As Per the Approval of the Engineer-In-Charge/TSERC.
105 | 15 | Nos | Supply, transportation & Fixing of 90W LED Street light Body made of high grade pressure die – cast Aluminium alloy with corrosion resistant powder coat, having protective toughened glass cover, Less Glare, IP 66 (Silicon gasket ensures Optical & Electrical compartments are IP 66) protected, wide operating voltage range, P.F > 0.90, System having efficacy >100 lumens/watt, with Ingress protection IP66, Potted driver, Driver surge protection >10KV, THD<15%, CCT: 3000- 6500K as desired by the department and as per IS, CRI>70, Inbuilt Electrical protections like Over voltage, short circuit, Over load, Open Circuit, Miswiring, etc complete with BIS certification with 5 years warranty. The contractor has to furnish the manufacturer warranty letter, LM 79 and LM 80 certificates. LUMINAIRE MAKE : PHILIPS / Surya / Osram / Jaquar / Panasonic / HAVELLS/Fortune Art/Big Apple LED MAKE : PHILIPS LUMILEDS / CREE / NICHIA / OSRAM / SAMSUNG / LG LEDs.As Per the Approval of the Engineer-In-Charge/TSERC. |  | 1 | No | 0
Ls towards Service line and development charges
|  |  | Sub Total Amount (a) |  |  |  | 0
1 | The successful bidder, should obtain the approval of the Designated authority for the material being used confirming to the original material specified in the BOQs by production of the samples.
2 | The genuinity of the material supplied to the site will be established on submission of the valid certifications i.e waybills, authorised dealer certification etc,. The successful bidder shall produce such necessary certificates for approval of the designated authority.
3 | The Exact quantities may vary as per the site conditions.

## CCTV
SUB ESTIMATE- CC SURVEILLANCE SYSTEMS
TSERC
Sl. No. | Qty |  | Description of the work | Rate | Unit |  | Amount
CC SURVEILLANCE SYSTEMS
106 | 32 | Nos | Supply and fixing of 4MP Full HD WDR IR Network Bullet Camera - 30Mtr. 1/3” 4MP CMOS Image Sensor (0.84667cm) 4MP (2560 × 1440)@25/30fps Support Starlight Technology H.265+/H.264+ Dual Stream Coding WDR, 3D-DNR, ROI, HLC, BLC, digital watermarking, Rotation mode 2.8mm fixed lens (3.6 mm optional) Built-in IR LED, IR Range of 30 Mtrs, IP67, Micro SD Card, PoE Mobile Software: iCMOB, gCMOB CMS Software: KVMS Pro Makes : CP-UNC-TB41L3-MDS CP Plus / Bosch / Axis.,As Per the Approval of the Engineer-In-Charge/TSERC. |  | 1 | Each | 0
107 | 4 | Nos | Supply of 4MP WDR 32x IR Network PTZ Camera 1/2.8” 4MP CMOS Image sensor (0.9071 centimeters) Max. 25/30fps@4MP Powerful 32x Optical zoom and 16x Digital zoom WDR(120dB), 2D/3D-DNR, Day/Night (ICR), EIS, Electronic Defog, ROI, AGC, AWB, BLC, HLC Up to 300 Presets, 5 Auto scan, 8 Tour, 5 Pattern IR Range of 175 Mtr. Max 300° /s pan speed, 360° endless pan rotation Built-in 2/1 alarm in/out, IP67, IK10, Micro SD Card, PoE+ Support Starlight Technology Deep-learning-based auto tracking and perimeter protection SMD PLUS Makes : CP-UNP-E3241L18-DFP CP Plus / Bosch / Axis.,As Per the Approval of the Engineer-In-Charge/TSERC. |  | 1 | Each | 0
108 | 2 | Nos | Supply of 32 Ch. H.265+ 4K Network Video Recorder Up to 32 channel IP camera input Max 320Mbps incoming bandwidth Smart H.265+/H.265/Smart H.264+/H.264/MJPEG Up to 12MP resolution preview and playback Support 4 SATA HDDs up to 10TB Each, 3 USB Ports (2 USB 3.0, 1 USB 2.0) 2 HDMI / 2 VGA simultaneous video output Support Multi-brand network cameras ONVIF Version 2.4 conformance Mobile Software: iCMOB, gCMOB CMS Software: KVMS Pro Makes : CP-UNR-4K5324-V2 CP Plus / Bosch / Axis .,As Per the Approval of the Engineer-In-Charge/TSERC. |  | 1 | Each | 0
109 | 2 | Nos | Supply of Hard Disk 6 TB Make: WD Purple/SEAGATE. As Per the Approval of the Engineer-In-Charge/TSERC. |  | 1 | Each | 0
110 | 2 | Nos | Supply of 28 port Gigabyte POE switch , 1-24 port:Default:10/100/1000 Mbps , CCTV Mode:10Mbps; UPLINK:1000Mbps , IEEE 802.3/802.3u/802.3af/at , Backplane Bandwidth 8.8G , Additional 2 Uplink ports , On Surveillance with SFP ports Make : D-Link /CISCO/JUNIPER/DIGISOL.,As Per the Approval of the Engineer-In-Charge/TSERC. |  | 1 | Each | 0
111 | 2 | Nos | Supply and fixing of D Link make 4 Port PoE Switch etc., complete.As Per the Approval of the Engineer-In-Charge/TSERC. |  | 1 | Each | 0
112 | 1500 | Mtrs | Supply of 6 Core (Indoor / Out door), Single mode armourd, Optic fibre cable. Makes : D Link / AMP / Molex / Legrand / Krone. As Per the Approval of the Engineer-In-Charge/TSERC. |  |  | Mtrs | 0
113 | 3 | Nos | Supply of Cable Managers.,As Per the Approval of the Engineer-In-Charge/TSERC. |  |  | Each | 0
114 | 36 | Nos | Supply of Patch cords 1mtr . Makes : D Link / AMP / Molex / Legrand / Kron.,As Per the Approval of the Engineer-In-Charge/TSERC. |  |  | Each | 0
115 | 2 | Nos | Supply of HDMI Cable 5 mtrs .,As Per the Approval of the Engineer-In-Charge/TSERC. |  |  | Each | 0
116 | 72 | Nos | Suppy and fixing of D-Link RJ 45 Connectors / Clips.As Per the Approval of the Engineer-In-Charge/TSERC. |  |  | Each | 0
117 | 2 | Nos | Supply of 10/100/1000 Media Converters Make: Commscope or anyequivalent approved by the engineer.,As Per the Approval of the Engineer-In-Charge/TSERC. |  |  | Each | 0
118 | 3 | Nos | Supply of Fibre Patch Cords Make: Commscope or any equivalent approved by the engineer.,As Per the Approval of the Engineer-In-Charge/TSERC. |  |  | Each | 0
119 | 3 | Nos | Supply , installation, Testing and commissioning of 16 PORT Gigabyte Switch Default:10/100/1000 Mbps. Make : D-Link /CISCO/NETGARE.,As Per the Approval of the Engineer-In-Charge/TSERC. |  |  | Each | 0
120 | 1 | Nos | Labour charges towards Fixing of TVs, NVRs,CC Cameras, Installation and commissioning etc., complete. As Per the Approval of the Engineer-In-Charge/TSERC. |  |  | Each | 0
121 | 4 | Nos | Splicing per node of Optic Fibre cable.,As Per the Approval of the Engineer-In-Charge/TSERC. |  |  | Each | 0
122 | 2 | Nos | Supply Installation & Commissioning of 55" Samsung QB55R LED TV..,As Per the Approval of the Engineer-In-Charge/TSERC. |  |  | Each | 0
|  |  | Sub Total (a) |  |  |  | 0

## Lifts (hidden)
Sub work: Providing of Lifts
Sl.No | DATA NO | Description of work |  | Qty | Rate | Per | Amount
13 passengers Lift for Block-A
1 | 128 | Supply, Transportation,installation testing and Commissioning of 13Passenger machine room less (MRL) elevator with the following specification with minor civil works required for installation of lifts such as scoffolding,grouting, concreting and massonry work including all accessories for finished item of work. (Make: Kone/ Schindler / OTIS) including 24 Months Warranty with comprehensive maintenace |  | 1 | 1500985 | Each | 1500985
|  | Number of persons | ≥13
|  | Rated Load | ≥ 884 Kgs
|  | Speed of travel | ≥ 1 m/s
|  | Type of Drive | voltage, variable frequency Drive (V3F)
|  | Travel | 3.30 M Approx.
|  | No. of stops | 3 stops, 3 Landings and 3 openings (C,G, 1)
|  | Power supply | 415V, 3Phase, 50 cycles, AC.
|  | Auxillary power | single phase, 220V, 50 cycles, AC
|  | Car size (Clear inside) in mm | 1100 wide x 2000 deep x 2200 height
|  | Car enclosure | stainless steel hairline finish (SS No:4) with vision panels
|  | Car ceiling | stainless steel hairline finish (SS No:4)
|  | Flooring | Granite flooring
|  | Car illumination | LED Lighting
|  | No.Of entrances | 2 at front side on the same side
|  | Car entrance | Center opening two panel power door with stainless steel hairline finish (SS No:4) with vision panels
|  | Landing entrance | Center opening two panel power door with stainless steel hairline finish (SS No:4) with vision panels
|  | Clear opening | 800 mm(W) x 2000 mm (H)
|  | controls | Microprocessor based simplex / Duplex selective collective control with or without attendant operation, Direct movement control VIP key operation ( Closing / Opening as per the choice of the attendant). Self diagnostic control.
|  | Indicators - Landing | LED Indicator
|  | Indicators - car | LED Indicator
|  | Other features included | 1.Entrance vertical and sill supports at all landings. 2. Call register indicator 3. Micro movement push button for car and landing 4. Emergency light and alaram 5. Pana 40 full height light curtain for car door 6. Rescue devise 7. Load weighing device (LWD) 8. Fire rescue device (FRD) 9. V3F drive 10. Intercom 11. Pit ladder 12. Balustrade. 13. Fan switch in car 14. One hour fire rated doors.15. Lift annoucement system.16. VIP Key (Reservation). 17. interface for CCTV.18. Hand rails. 19. Auto fan off. 20. Auto Light off.
Note: 90,000/- shall be added for addition of one floor or deducted if one floor is removed respectively.
13 passengers Lift for Block-B
2 | 129 | Supply, Transportation,installation testing and Commissioning of 13Passenger machine room less (MRL) elevator with the following specification with minor civil works required for installation of lifts such as scoffolding,grouting, concreting and massonry work including all accessories for finished item of work. (Make: Kone/ Schindler / OTIS) including 24 Months Warranty with comprehensive maintenace |  | 2 | 1779085 | Each | 3558170
|  | Number of persons | ≥13
|  | Rated Load | ≥ 884 Kgs
|  | Speed of travel | ≥ 1 m/s
|  | Type of Drive | voltage, variable frequency Drive (V3F)
|  | Travel | 3.30 M Approx.
|  | No. of stops | 3 stops, 3 Landings and 3 openings (C,G, 1)
|  | Power supply | 415V, 3Phase, 50 cycles, AC.
|  | Auxillary power | single phase, 220V, 50 cycles, AC
|  | Car size (Clear inside) in mm | 1100 wide x 2000 deep x 2200 height
|  | Car enclosure | stainless steel hairline finish (SS No:4) with vision panels
|  | Car ceiling | stainless steel hairline finish (SS No:4)
|  | Flooring | Granite flooring
|  | Car illumination | LED Lighting
|  | No.Of entrances | 2 at front side on the same side
|  | Car entrance | Center opening two panel power door with stainless steel hairline finish (SS No:4) with vision panels
|  | Landing entrance | Center opening two panel power door with stainless steel hairline finish (SS No:4) with vision panels
|  | Clear opening | 800 mm(W) x 2000 mm (H)
|  | controls | Microprocessor based simplex / Duplex selective collective control with or without attendant operation, Direct movement control VIP key operation ( Closing / Opening as per the choice of the attendant). Self diagnostic control.
|  | Indicators - Landing | LED Indicator
|  | Indicators - car | LED Indicator
|  | Other features included | 1.Entrance vertical and sill supports at all landings. 2. Call register indicator 3. Micro movement push button for car and landing 4. Emergency light and alaram 5. Pana 40 full height light curtain for car door 6. Rescue devise 7. Load weighing device (LWD) 8. Fire rescue device (FRD) 9. V3F drive 10. Intercom 11. Pit ladder 12. Balustrade. 13. Fan switch in car 14. One hour fire rated doors.15. Lift annoucement system.16. VIP Key (Reservation). 17. interface for CCTV.18. Hand rails. 19. Auto fan off. 20. Auto Light off.
Note: 90,000/- shall be added for addition of one floor or deducted if one floor is removed respectively.
SUB TOTAL | [6 empty] | 5059155

## HVAC (hidden)
TSERC AIR CONDITIONING ESTIMATION
SL. NO. | DESCRIPTION OF ITEM | Unit | QTY | Rate(Rs) | Amount(Rs)
Supply of Air cooled VRV / VRF Air Conditioning system of having high COP complete with indoor and outdoor units duly charged with refrigerant R-410A and oil (first charge) suitable for cooling with individual controller, (suitable for 415 +/- 10% for outdoor and 230 +/- 5% for indoor units) and complete with all accessories, fittings etc. The units shall be BMS Compatible. Outdoor Units shall be fully inverter system complete with 100% scroll/rotary compressor and drive arrangement, initial charge of refrigerant (R-410A),refrigerant piping, drier, sight glass, dual pressure cutout all housed and supported properly in cabinet, air cooled condenser & its controller for following capacities. The VRV system shall be cooling only system. Makes : As per list of recommended brands as category I. Makes: Mitsubishi /DAIKIN/Toshiba/O General
Type of Compressor : Hermitic sealed Inverter Scroll/Twin Rotary
ODU should delvier the required capacity at the ambient conditions of the place as per ISHRAE Standards.
The System should be highly energy efficient and COP shall not be less than 3.7. The outdoor units shall be suitable for operation between 5 and 53 deg C in cooling mode.
VRV/VRF OUT DOOR UNITS
| 16 HP | 1 No |  | 265570 | 0
1 | 20 HP | 1 No | 12 | 323700 | 3884400
2 | Supply and Installation of Ref Nets for Double ODU connections | 1 No | 3 | 11895 | 35685
3 | Supply and Installation of Ref Nets for Triple ODU connections | 1 No | 6 | 21840 | 131040
4 | Supply and Installation of Multi Connection Joint / Ref Nets for IDUs | 1 No | 84 | 7270 | 610680
VRV/VRF INDOOR UNITS
5 | Supply of Indoor Units consisting of 2/3/4 row deep DX coil, filter, blower section and drive arrangement, initial charge of refrigerant & oil, integral refrigerant piping, electronic expansion valve, electrical panel with controls and duly wired, thermostatic control. Makes : As per list of recommended brands as category I. Makes: Mitsubishi /DAIKIN/Toshiba/O General
Type Of Units :Hi Wall type units
| 1.0 TR | 1 No | 8 | 25860 | 206880
| 1.6 TR | 1 No | 10 | 30324 | 303240
| 2.0 TR | 1 No | 6 | 31090 | 186540
6 | Supply of Indoor Units consisting of 2/3/4 row deep DX coil, filter, blower section and drive arrangement, initial charge of refrigerant & oil, integral refrigerant piping, electronic expansion valve, electrical panel with controls and duly wired, thermostatic control. Makes : As per list of recommended brands as category I. Makes: Mitsubishi /DAIKIN/Toshiba/O General
Type Of Units :Roundflow/4 way Cassette units
| 2.0 TR | 1 No | 3 | 44860 | 134580
| 2.6 TR | 1 No | 16 | 45850 | 733600
| 3.2 TR | 1 No | 14 | 47515 | 665210
| 4.0 TR | 1 No | 26 | 48165 | 1252290
7 | Supply, Installation, Testing & Commissioning of Roundflow/4 way Cassette unit Panel, Human Detection Kit for energy saving and controls wind direction. | 1 No | 59 | 40000 | 40000
8 | Supply, Installation, Testing & Commissioning of Roundflow/4 way Cassette unit Air Purification kit | 1 No | 59 | 43000 | 43000
9 | Supply of Indoor Units consisting of 3/4 row deep DX coil, drain pan, filter, blower section and drive arrangement, initial charge of refrigerant & oil, integral refrigerant piping, electronic expansion valve, electrical panel with controls, duly wired, thermostatic control corded/cordless remote controller supports for indoor units etc. Makes : As per list of recommended brands as category II.
Type of Units : Ductable TFA Units
| 6TR | 1 No | 4 | 105950 | 423800
| 8TR | 1 No | 3 | 109590 | 328770
HVAC-LOW SIDE WORKS
10 | Lifting, shifting, positioning, Installation and testing of the ODUs including all accessories with Vibration Isolators for ODUs etc., complete
| 14 to 20 HP | 1 No | 16 | 26000 | 416000
11 | Lifting Shifting, Positioning ,Installation Testing and commissioning of the following indoor units with including all required accessoires etc complete.,
Type Of Units :Hi Wall Units
| 1.0 TR to 2.0 TR | 1 No | 24 | 2600 | 62400
12 | Lifting Shifting, Positioning ,Installation Testing and commissioning of the following indoor units with including all required accessoires etc complete.,
Type Of Units :Round Flow /4 way Cassette units
| 1.0 TR to 2.0 TR | 1 No | 3 | 4550 | 13650
| 2.6 TR to 4.5 TR | 1 No | 56 | 5200 | 291200
13 | Installation, testing & commissioning of Indoor Units consisting of 2/3/4 row deep DX coil, filter, blower section and drive arrangement, initial charge of refrigerant & oil, integral refrigerant piping, electronic expansion valve, electrical panel with controls duly wired, thermostatic control corded/cordless remote controller supports for indoor units etc.
Type of Units : Ductable TFA Units
| 4 TR to 8 TR | 1 No | 7 | 10400 | 72800
14 | Supply, installation and testing of Refrigerant Piping consisting of Copper tubes of wall thickness 20G/22G inclusive of Suction Gas Piping & Fittings,Liqid Line Piping & Fittings, with class "O" nitrile rubber Insulation with finish as required.The piping to be mounted & supported properly with suitable size of clamp,M.S. hanger, tray etc., as required at site Makes : As per list of recommended brands. Makes:Totaline/Mandav/Mexico
The insulation shall be closed cell/cross linked elastomeric Nitrile rubber of thickness 13/19 mm. The insulation thickness upto 19.1 mm dia pipe shall be 13 mm and above 19.1 mm dia, the insulation thickness shall be 19 mm.
Testing of refrigerant piping and procedure shall be done as per Manufacturer's recommendations
| 41.3 mm dia | Rmt | 80 | 2349 | 187920
| 38.1 mm dia | Rmt | 60 | 2177 | 130620
| 34.9 mm dia | Rmt | 70 | 1980 | 138600
| 28.6 mm dia | Rmt | 80 | 1642 | 131360
| 22.2 mm dia | Rmt | 150 | 1297 | 194550
| 19.1 mm dia | Rmt | 120 | 1115 | 133800
| 15.9 mm dia | Rmt | 230 | 948 | 218040
| 12.7 mm dia | Rmt | 75 | 705 | 52875
| 9.5 mm dia | Rmt | 240 | 601 | 144240
| 6.4 mm dia | Rmt | 50 | 429 | 21450
15 | Supply, installation and testing of UPVC Drain Piping with 6mm Nitrile Rubber class "O" Insulation covered with interwoven glass cloth protection. Necessary pipe fittings(Including enlarger, bends, T Joints etc) has to be considered to connect the UPVC drain pipe to cast iron floor trap.
| 25 mm dia | Rmt | 150 | 233 | 34950
| 32 mm dia | Rmt | 180 | 292 | 52560
| 40mm dia | Rmt | 100 | 340 | 34000
16 | Supply of PVC insulated 2 core 1.5 Sqmm sheathed flexible copper cable for voltage up to 1100V as per IS 694/1990. ( Covered in Section -1) | Rmt | 1200 | 97 | 116400
17 | Supply and transportation of R 410A Gas for the system. | kg | 200 | 1210 | 242000
18 | Providing Pressure testing of entire system with Nitrogen and vaccuming nitrogen for all indoor and outdoor units. The pressure testing shall be done as per OEM recommendation. | HP | 300 | 270 | 81000
19 | Supply, installation, testing &commissioning of Stand alone, intelligent Touch controller with Display for controlling the indoor & outdoor units from a Remote place for all the circuits. | No | 2 | 104000 | 208000
20 | Supply, installation, testing& commissioning of GSS Ducting with required angle flanges & installation materials such as heavy duty supports by anchor fasteners etc as required asper IS 655 /SMACNA Standards. Makes : As per list of recommended brands.
| 24 G | sqm | 150 | 1086 | 162900
| 22 G | sqm | 70 | 1262 | 88340
| 20 G | sqm | 50 | 1979 | 98950
| 18 G | sqm | 20 | 2189 | 43780
Thermal Insulation
21 | Supply &Fixing of Duct Thermal Insulation applied outside of the duct work with All. backed Closed cell nitrile/ Cross linked foam duly fixed with adhesive and tapes.
| 13 mm Thick | sqm | 350 | 545 | 190750
Accoustic Insulation
22 | Supply & Fixing of Duct Accoustic Insulation applied inside of the duct work with All. backed Open cell nitrile duly fixed with adhesive and tapes
| 10/15 mm Thick | sqm | 50 | 1305 | 65250
23 | Supply , Erection and Testing of GI Opposed blade Volume control dampers made out of 18G frame and 20G blades | sqm | 10 | 7735 | 77350
24 | Supply and Installation of Underdeck Insulation with 50 mm thk EPS, 48 Kg/Cum density, factory laminated faced alumimun foil coreved with GI cross wiring. | sqm | 800 | 705 | 564000
25 | Supply, installation and testing of Canvas connection for the Treated Fresh Air units to the duct | each | 7 | 5340 | 37380
26 | Supply,errection, testing and commissioning of Fresh air intake GI louvers with bird screen as per standard specifications. | ONE Sqmtr | 15 | 8680 | 130200
27 | Supply, Installation, Testing and commissioning of extruded Aluminum powder coated grills/ diffusers for supply air with removable core type with collar damper | ONE Sqmtr | 40 | 12150 | 486000
28 | Supply, Installation, Testing and commissioning of extruded Aluminum powder coated grills/ diffusers return air with removable core type with collar damper | ONE Sqmtr | 40 | 12150 | 486000
29 | Supply and Installation of Flexible duct, Class 1 Air Duct is wrapped with a 25mm thick fiberglass wool blanket which has a density of 16 Kg/m3 and is covered with a multi layer Metallized – Polyester Film jacket which also acts as a vapour barrier.
| 100mm | Rmt | 45 | 215 | 9675
30 | Supplying, installing, testing and commissioning of low noise silent type ESP INLINE FAN. The motor shall be suitable for 220 volt single phase 50 cycles AC supply, 6/15 Amp plug and wiring between the fan and the socket and low sound level exceeding not more than 50dBA. Fan should be complete with all accessories including canvas connection, gravity louver/ shutter as required etc., as per manufacturer specification including transportation to site, all mounting arrangements like brackets etc., as per specification including transportation to site, all mounting arrangements like brackets etc., and cost of all accessories and all labour charges complete. Makes : As per list of recommended brands.
| 100 CFM / 3-5 mm | Each | 2 | 26550 | 53100
| 150 CFM / 3-5 mm | Each | 4 | 26550 | 106200
|  | Total Amount |  |  | 14558005
Rupees One Crore Forty Four Lakh Seventy Five Thousands only
Note: | GST @ 18% will be extra on the above on WCT

## FIRE FIGHTING
FIRE FIGHTING SYSTEM ESTIMATE
Sl. No. | Quantity |  | Description of Work | Unit | Rate (Rs.) | Amount (in Rs.)
in fig.
INTERNAL HYDRANT SYSTEM
123 | 9 | Nos | Supply and fixing single headed internal / External hydrant valve with instantaneous Gunmetal of 63 mm dia with cast iron wheel ISI marked conforming to IS 5290 (Type -A) with blank Gunmetal/Stainless Steel cap and chain as required Make: Mini Max / Safex / Newage / Winco / Newtech / Padmini. | Each |  | 0
124 | 9 | Nos | Supplying and fixing of Hose Cabinet of size 750mm X 600mm x 250mm made of No 16 gauge SWG CRCA sheet with 6mm thick glazed glass door including necessary locking arrangement suitable to accommodate 2 Nos 15 mtr long Hose pipe, 1 No branch pipe, mounted on wall OR raised brick platform and duly painted with Post office red externally and white internally with synthetic enamel paint complete in all respect, for external hydrant as required. Make: Mini Max / Safex / Newage / Winco / Padmini. | Each |  | 0
125 | 18 | Nos | Supply and fixing 63mm dia, 15 mtr long RRL hose pipe with 63mm dia Male and Female Gun metal / SS couplings duly binded with GI wire, rivets etc conforming to IS 636 (Type -A) as required. Make: Mini Max / Safex / Newage / Winco / Newtech / Padmini. | Each |  | 0
126 | 9 | Nos | Supply and fixing 63mm dia Gun metal branch pipe with 20mm (Nominal internal diameter) size Gun metal conforming to IS 903, suitable for instantaneous connection to interconnect hose pipe coupling as required. Make : Mini Max / Safex / Newage / Winco / Newtech / Padmini. | Each |  | 0
127 | 9 | Nos | Supply and fixing First -Aid Hose Reel with MS construction spray painted in Post office Red, Conforming to IS 884 with upto date amendments, complete with the following as required. a) 36.6 Mtr Long 20mm (Nominal internal) dia water hose Thermoplastic / Textile reinforced / Rubber braided / Polypropylene Type - 2 as per IS:12585 Make: Eversafe / Newage / Newtech / SRI b) 20mm (Nominal internal) dia gun metal globe valve and nozzle. Make: Newage / Winco / Padmini / Newtech / Safex. c) Drum and brackets for fixing the equipments on wall. d) Connections from riser with 25mm dia stop valve (gun metal) & MS pipe. | Each |  | 0
128 |  |  | Supply, Transportation, laying, testing & commissioning following of 'B' class heavy duty MS pipe conforming to IS 3589/IS 1239 including Welding, fittings like elbows, tees, flanges, tapers, nuts bolts, gaskets etc. and fixing the pipe on the wall/ceiling with suitable clamp/support frame and painting with two or more coats of synthetic enamel paint of required shade complete as required Makes : Jindal / Hissar / Tata pipes
a) | 36 | Rms | 100mm dia | ONE RM |  | 0
b) | 18 | Rms | 80 mm dia | ONE RM |  | 0
c) | 18 | Rms | 25 mm dia | ONE RM |  | 0
129 |  |  | Supplying, fixing, testing and commissioning of butterfly valve PN 1.6, with Bronze / Gun metal seat duly ISI marked complete with Nuts, Bolts, Washers, gaskets, conforming to IS 13095 of following sizes as required. Makes: Audco / Kirloskar / BDK / H-Shankar / Leader/ Zolotto / Intervalve / Honeywell.
a) | 9 | Nos | 100mm dia | Each |  | 0
130 | 9 | Nos | Supply, installation, testing and commissioning of 25 / 20mm dia Air Release Valve. | Each |  | 0
131 | 2 | Nos | Supply and fixing air vessel made of 250 mm dia, 8 mm thick MS sheet, 1200mm in height with air release valve on top and flanged connection to riser, drain arrangement with 25mm dia Gun metal wheel valve, with required accessories, pressure gauge and painting with synthetic enamel paint of approved shade as required. | Each |  | 0
132 | 120 | Kgs | Supply, fabricating , installing structural steel supports for fixing all sizes of MS pipes from ceiling / wall with MS Channels, Angles, Flats, Rods, as required at site with anchor fasteners, Clamps, threaded rods, nuts, bolts,washers etc complete with painting | EACH Kg |  | 0
| B |  | SPRINKLER SYSTEM
133 |  |  | Supply, Transportation, laying, testing & commissioning following of 'B' class heavy duty MS pipe conforming to IS 3589/IS 1239 including Welding, fittings like elbows, tees, flanges, tapers, nuts bolts, gaskets etc. and fixing the pipe on the wall/ceiling with suitable clamp/support frame and painting with two or more coats of synthetic enamel paint of required shade complete as required Makes : Jindal / Hissar / Tata pipes
a) | 30 | Rms | 150mm dia | ONE RM |  | 0
b) | 60 | Rms | 100mm dia | ONE RM |  | 0
c) | 120 | Rms | 80mm dia | ONE RM |  | 0
d) | 130 | Rms | 65mm dia | ONE RM |  | 0
e) | 160 | Rms | 50mm dia | ONE RM |  | 0
f) | 160 | Rms | 40 mm dia | ONE RM |  | 0
g) | 400 | Rms | 32mm dia | ONE RM |  | 0
h) | 700 | Rms | 25 mm dia | ONE RM |  | 0
134 |  |  | Supply, fixing, testing and commissioning of 15mm size quartzoid bulb type sprinklers of rating 68ºC. pendent / side wall with required accessories. Makes: SAFEX / HD / TYCO / VIKING / NEWAGE / Newtech / SHARP.
a) | 376 | Nos | Pendant | Each |  | 0
b) | 20 | Nos | Side wall | Each |  | 0
135 | 850 | Kgs | Supply, fabricating , installing structural steel supports for fixing all sizes of MS pipes from ceiling / wall with MS Channels, Angles, Flats, Rods, as required at site with anchor fasteners, Clamps, threaded rods, nuts, bolts,washers etc complete with painting | One KG |  | 0
136 | 220 | Nos | Supply, installation, testing & commissioning of sprinkler 1.5 Mtrs flexible pipe (UL Listed) of stainless steel complete with 15 NPT on reducer thread with maximum working pressure of 175 PSI test pressure of 875 PSI (Burst) with branch line (Inlet) 25mm NPT male thread to sprinkler head (Outlet) 15mm NPT female thread with reducer, nipple, 2 side brackets, center bracket, stockbar of following sizes complete as required. Makes: SAFEX / HD / TYCO / VIKING / NEWAGE / SHARP | Each |  | 0
137 | 8 | Nos | Supplying, fixing, testing and commissioning of 150 mm Dia butterfly valve PN 1.6, with Bronze / Gun metal seat duly ISI marked complete with Nuts, Bolts, Washers, gaskets, conforming to IS 13095 of following sizes as required. Makes: Audco / Kirloskar / BDK / H-Shankar / Leader/ Zolotto / Intervalve / Honeywell. | Each |  | 0
138 | 3 | Nos | Supply and fixing Flow Switches in 150 mmdia MS pipe. Makes : System Sensor / Switzer | Each |  | 0
139 |  |  | Supply, Transportation, laying, testing & commissioning following of 'B' class heavy duty MS pipe conforming to IS 3589/IS 1239 including Welding, fittings like elbows, tees, flanges, tapers, nuts bolts, gaskets etc. and fixing the pipe on the wall/ceiling with suitable clamp/support frame and painting with two or more coats of synthetic enamel paint of required shade complete as required Makes : Jindal / Hissar / Tata pipes
a) | 100 | Rms | 50 mm Dia For Drain Pipe | ONE RM |  | 0
140 | 1 | Nos | Supply, installation, testing & commissioning of electric release trim assembly for deluge wall with two way solelnoid valve, weather proof operation on 24 volts DC supply complete as required. | Each |  | 0
ADDRESSIBLE SYSTEM
141 | 85 | Nos | Supply and instllation of UL approved intellegent analogue addressable photo electric smoke detector including cost of base plate etc., complete as per specification with required fittings and accessories. Makes: Notifier / Edwards / Honeywell / Morley IAS / Bosch / cooper. | Each |  | 0 | 274 | 324
142 | 35 | Nos | Supply and instllation of UL approved intellegent analogue addressable photo electric smoke detector including cost of base plate etc., complete as per specification with required fittings and accessories. Makes: Notifier / Edwards / Honeywell / Morley IAS / Bosch / cooper. | Each |  | 0
142 | 35 | Nos | Supply and installation of response indicators for above false ceiling detectors. Makes: System Censor / Ravel / Vertex / Seaara | Each |  | 0
143 | 10 | Nos | Supply and installation of UL approved intellegent analogue addressable rate of rise cum fixed temparature heat detectors including the cost of base plate. 75mm dia MS outlet box for fixing of the detector base, mounting accessories etc., complete as per specifications and as required. Makes: Siemens / Morley IAS / Bosch / Ravel / Honeywell / Cooper. | Each |  | 0
144 | 1 | Nos | Supply, Installation, testing and commissioning of EN54-2 Listed and UL approved based analog addressable 4 loop micro processor fire control panel expandable by minimum 2 additional loops with minimum 640 character LCD display. Each loop of panel shall have maximum capacity 250analogue addressable devices, and shall have 20% of spare capacity, 240 volts A C Power supply, automatic battery charger, 24V SLA batteries suitable for operating the entire system including tack back units and the hooters/strobes for a minimum of 4 hours in battery condition the panel shall have suitable power amplifiers for hooter / strobes the panel shall be capable being integrated with the BMS system and shall include cost of supply, installation of any additional modules or interfaces required for the same Makes: Siemens / Notifier / Edwards / Honeywell / Morley IAS / Bosch / Cooper | Each |  | 0
145 | 1785 | Nos | Supply and Run of 2 Core x 1.5Sqmm FRLS armoured copper cable on ceiling / wall as per IS. 7098 / Part-I / 1988 including all taxes etc., complete. Makes: Finolex / RR kabel / Havells / Polycab / RPG / KEI / V-Guard. | RM |  | 0
146 | 6 | Nos | Supply and Installation of UL approved intellegent analogue addressable fault isolator modules including the cost of mounting accessories complete as per specifications and complete as required. Makes: Siemens / Morley IAS / Bosch / Ravel / Honeywell / Cooper. | Each |  | 0
147 | 1 | Nos | Supply, Installation, testing and commissioning of UL approved intellegent analogue addressable Repeater panel including the cost of mounting accessories complete as per specification as required. Makes: Siemens / Morley IAS / Bosch / Ravel / Honeywell / cooper. | Each |  | 0
148 | 10 | Nos | Supply and installation of UL approved intellegent analogue addressable multi criterion detectors below false ceiling/on ceiling including the cost of base plate. 75mm dia MS outlet box for fixing of the detector base, mounting accessories etc., complete as per specifications and as required. Makes: Siemens / Morley IAS / Bosch / Ravel / Honeywell / Cooper. | Each |  | 0
149 | 3 | Nos | Supply and Installation of UL approved intellegent analogue addressable fault isolator modules including the cost of mounting accessories complete as per specifications and complete as required. Makes: Siemens / Morley IAS / Bosch / Ravel / Honeywell / Cooper. | Each |  | 0
| D |  | MANUAL ALARAM SYSTEM
149 | 11 | Nos | Supply and installation of addressable analogue manual call point with resetable flexible element to initiate alaram including the cost of mounting accessories etc. complete. Makes: Siemens / Morley IAS / Bosch / Ravel / Honeywell / cooper. | Each |  | 0
150 | 11 | Nos | Supply and fixing of addressable wall mounting strobes cum hooters including the cost of mounting accessories complete as per specifications and as required including testing and commissioning. Makes: Siemens / Morley IAS / Bosch / Ravel / Honeywell / cooper | Each |  | 0
151 | 264 | RM | Supply and Run of 2 Core x 1.5Sqmm FRLS armoured copper cable on ceiling / wall as per IS. 7098 / Part-I / 1988 including all taxes etc., complete. Makes: Finolex / RR kabel / Havells / Polycab / RPG / KEI / V-Guard. | ONE RM |  | 0
| E |  | FIRE EXTINGUISHERS
152 | 10 | Nos | Supply & Fixing of 4.5Kg, CO2 Type Fire Extinguisher, Trolley Mounted, Easy Weight Management, Used Unused Mechanism, Squeeze Grip, Gross Weight 19.1 Kg, Empty Weight 14.6 Kg, Can Height 860MM, Diameter 140MM, Discharge time minimum 13 Secs, Controllable discharge mechanism, Range minimum 2 Meters, Applicable on Class B,C & electrically started Fire, B Rating 13B, Can Construction : Hot Spinning / Forging, Valve Construction : Forging & Machining, Internal Coating of Can : Not Applicable, External Coating of Can : Spray Painting, Sheet metal thickness : 4.5MM, ISI & CE Approved, 2 Year Warranty Including transportation, all taxes and all labour charges etc complete. Makes : Safex / Kenex / Bharat / Reliance | Each |  | 0 | 50
153 | 30 | Nos | Supply and fixing of ABC Powder MAP 4 Kg Fire extinguisher Mono ammonium phosphate power 90, stored pressure type, IS 15683 : 2006, pressure gauge gross wt. 6.9 kg, empty wt. 2.9 kg, can Ht.440mm, Diameter 140mm, Discharge time less than 13 sec, controllable discharge mechanism, range min. 4 mts applicable on classes A,B, C & electrically started fires, A- rating 3A, B-rating 34B, can construction: Deep drawn Co2 mig welding, wall construction: Forging & Machining, internal coating of can: Epoxy power coating, External coating of Can:Epoxy polyster powder coating, sheet metal thickness:1.60mm, Helium leakage detection tested, ISI & CE approved with 5 years warranty Including transportation, all taxes and all labour charges etc complete. Makes : Safex / Kenex / Bharat / Reliance | Each |  | 0
154 | 30 | Nos | Supply and fixing of ABC Powder MAP 2 Kg Fire extinguisher Mono ammonium phosphate power 90, stored pressure type, IS 15683 : 2006, pressure gauge gross wt. 3.6 kg, empty wt. 1.6 kg, can Ht.344mm, Diameter 108mm, Discharge time less than 8 sec, controllable discharge mechanism, range min. 2 mts applicable on classes A,B, C electrically started fires, A- rating 2A, B-rating 21B, can construction: Deep drawn Co2 mig welding, wall construction: Forging & Machining, internal coating of can: Epoxy power coating, External coating of Can:Epoxy polyster powder coating, sheet metal thickness:1.60mm, Helium leakage detection tested, insta - alert, ISI & CE approved with 5 years warranty Including transportation, all taxes and all labour charges etc complete. Makes : Safex / Kenex / Bharat / Reliance | Each |  | 0
155 | 10 | Nos | Supply and fixing of 2 Kg Fire exitinguisher Clean Agent HCFC 123, Stored pressure type, IS 15683 : 2006 pressure guage, gross weight 3.7 Kg empty weight 1.7 Kg, can hight 344mm, Diameter 108mm, discharge time minimum 8 secs, controllable discharge mechanism, range minimum 2 meters, applicable on class A,B,C and electrically started Fire, A rating 1A, B rating 21B, can construction: Deep drawn & CO2 mig welded, Valve construction: Forging & Machining, Internal coating of Can: Epoxy powder coating, External coating of can: Epoxy polyster powder coating, sheet metal thickness: 1.60 mm, Helium leak detection tested, ISI & CE approved, 5 Years warranty. Makes : Safex / Kenex / Bharat | Each |  | 0
| F |  | SIGNAGE BOARDS
156 | 11 | Nos | Supply and fixing of Escape signage boards in Rigid Photo luminecent based glow in Dark rigid sheet with high intensity luminous properties with specificaiton of Cease Fire or its equivalent Make Model-1ES01 | Each |  | 0
| H |  | TERRACE FLOOR
157 |  |  | Supply, Transportation, laying, testing & commissioning following of 'B' class heavy duty MS pipe conforming to IS 3589/IS 1239 including Welding, fittings like elbows, tees, flanges, tapers, nuts bolts, gaskets etc. and fixing the pipe on the wall/ceiling with suitable clamp/support frame and painting with two or more coats of synthetic enamel paint of required shade complete as required Makes : Jindal / Hissar / Tata pipes
a) | 80 | Rms | 150mm dia | ONE RM |  | 0
b) | 30 | Rms | 100 mm dia Two Way Fire Brigade risers | ONE RM |  | 0
158 |  |  | Supplying, fixing, testing and commissioning of butterfly valve PN 1.6, with Bronze / Gun metal seat duly ISI marked complete with Nuts, Bolts, Washers, gaskets, conforming to IS 13095 of following sizes as required. Makes: Audco / Kirloskar / BDK / H-Shankar / Leader/ Zolotto / Intervalve / Honeywell.
a) | 1 | Nos | 150mm dia | Each |  | 0
b) | 2 | Nos | 100mm dia | Each |  | 0
159 |  |  | Providing, installation, testing and commissioning of dual plate non - return valve of following sizes confirming to IS: 5312 complete with rubber gasket, GI bolts, nuts, washers etc as required Makes: Audco / Kirloskar / BDK / H-Shankar / Leader/ Zolotto / Intervalve / Honeywell.
a) | 2 | Nos | 150 mm dia | Each |  | 0
160 | 1 | Nos | Supply, installation, testing and commissioning of 150 MM dia stainless steel Y-strainer fabricated out of 1.6 mm thick stainless steel, Grade 304, sheet with 3 mm dia holes with stainless steel flange | Each |  | 0
161 | 1 | Nos | Supply, Transportation, installation , testing and commissioning of electric driven Terrace / Booster pump suitable for automatic operation and consisting of following : complete in all respect as required. a) Horizontal type, multistage, centrifugal pump of cast iron body & bronze impeller with stainless steel shaft, mechanical seal and flow of 900 LPM lpm at 45 Mtr head conforming to IS 1520 b) Suitable HP SQ cage induction motor TEFC type suitable for operation on 415Volts, 3 phase 50 Hz. AC with IP 55 class of protection for enclosure, horizontal foot mounted type with Class-'F' insulation, conforming to IS-325 c) M.S. Fabricated common base plate, coupling, coupling guard, foundation bolts etc as required. d) Suitable cement concrete foundation duly plastered with anti vibration pads. Makes of Pumps : Kirloskar / Mather&Platt. Makes of Motors : Siemens / ABB / Kirloskar | Each |  | 0
PUMP ROOM
162 |  |  | Supplying, fixing, testing and commissioning of butterfly valve PN 1.6, with Bronze / Gun metal seat duly ISI marked complete with Nuts, Bolts, Washers, gaskets, conforming to IS 13095 of following sizes as required. Makes: Audco / Kirloskar / BDK / H-Shankar / Leader/ Zolotto / Intervalve / Honeywell.
a) | 2 | Nos | 150mm dia ( Delivery ) | Each |  | 0
b) | 1 | Nos | 150mm dia (SUCTION ) | Each |  | 0
163 |  |  | Supplying and wrapping the anticorrosive material for buried pipes with coating of Primer and wrapping with 4 mm thick polymer corrosion resistant tape as per IS : 10221 with 15 mm overlap as per specificatios.
a) | 40 | Rms | 150mm dia | ONE RM |  | 0
b) | 20 | Rms | 100mm dia | ONE RM |  | 0
164 |  |  | Providing, installation, testing and commissioning of 150 mm dia dual plate non - return valve of following sizes confirming to IS: 5312 complete with rubber gasket, GI bolts, nuts, washers etc as required Makes: Audco / Kirloskar / BDK / H-Shankar / Leader/ Zolotto / Intervalve / Honeywell.
a) | 2 | Nos | 150 mm dia | Each |  | 0
165 | 2 | Nos | Supply, installation, testing and commissioning of 150 mm Dia stainless steel Y-strainer fabricated out of 1.6 mm thick stainless steel, Grade 304, sheet with 3 mm dia holes with stainless steel flange. | Each |  | 0
166 | 1 | Nos | Supply, Transportation, installation , testing and commissioning of electric driven main fire pump suitable for automatic operation and consisting of following : complete in all respect as required. a) Horizontal type, multistage, centrifugal, split casing pump of cast iron body & bronze impeller with stainless steel shaft, mechanical seal to ensure a minimum pressure of 3.5 Kg / sq.cm. at highest and farthest outlet at specified flow of 1620 LPM at 56 Mtr. head conforming to IS 1520 b) Suitable HP SQ cage induction motor, TEFC, synchronous speed 1500 RPM, suitable for operation on 415Volts, 3 phase 50 Hz. AC with IP 55 protection for enclosure, horizontal foot mounted type with Class-'F' insulation, conforming to IS-325 c) M.S. Fabricated common base plate, coupling, coupling guard, foundation bolts etc as required. d) Suitable cement concrete foundation duly plastered with anti vibration pads. Makes of Pumps: Kirloskar / Mather&Platt. Makes of Motors: Siemens/ ABB/ Kirloskar | Each |  | 0
167 | 1 | Nos | Supplying , installation, Testing and commissioning of diesel engine driven main fire pump suitable for automatic operation and consisting of following : complete in all respect as required a) Horizontal type, multistage, centrifugal pump of cast iron body & bronze impeller with stainless steel shaft, mechanical seal to ensure a minimum pressure of 3.5 Kg / sq.cm. at highest and farthest outlet at specified flow of 1620 lpm at 56 Mtr head conforming to IS 1520 b) Suitable HP, 1500 RPM water cooled with radiator, diesel engine conforming to relevant BS & IS standard complete with auto starting mechanism, 12 Volts / 24 Volts electric starting equipment, Diesel Tank, exhaust pipe extended upto 1 m. outside pump house duly insulated with 50mm thick glass wool with 1.0mm thick alluminium sheet cladding, residential silencer, instruments and protection as per specification, stop solenoid for auto stop in the event of fault with audio indications, painted with post office red colour etc as required. c) M.S. Fabricated common base plate, coupling, coupling guard, foundation bolts etc as required d) Suitable cement concrete foundation duly plastered with anti vibration pads. Makes of Engines : Kirloskar / Cummins. Makes of Pumps : Kirloskar / Mather&Platt | Each |  | 0
168 | 1 | Nos | Supplying , installation , testing and commissioning of electric driven pressurisation / Jockey pump suitable for automatic operation and consisting of following : complete in all respect as required a) Horizontal type, multistage, centrifugal pump of cast iron body & bronze impeller with stainless steel shaft, mechanical seal and flow of 180 lpm at 70 Mtr head conforming to IS 1520 b) Suitable HP SQ cage induction motor TEFC type suitable for operation on 415Volts, 3 phase 50 Hz. AC with IP 55 class of protection for enclosure, horizontal foot mounted type with Class-'F' insulation, conforming to IS-325 c) M.S. Fabricated common base plate, coupling, coupling guard, foundation bolts etc as required. d) Suitable cement concrete foundation duly plastered with anti vibration pads. Makes of Pumps : Kirloskar / Mather&Platt. Makes of Motors : Siemens/ ABB/ Kirloskar | Each |  | 0
169 | 1 | Nos | Designing, Supply, Transportation, Installation, Testing and commissioning of system controller to control operation of main electric fire pump, diesel pump, Pressurization pump, Terrace pump in sequence as per specification consisting of relays, timers. Sensors, annunciation window for fault indication, complete as per specification Makes of MCCBs : L&T / Siemens / Legrand / Schneider / ABB / Hager Makes of Meters : Schneider (Conzerve) / L&T / Elmeasure / Siemens | Each |  | 0
INCOMING : 630A, 50kA 4 Pole MCCB, Ics=100% Icu Rating Digital Voltmeter 0-500V with selector switch Ammeter (0-630 A) with selector swtich & CTs etc. LED type RYB phase indicating lamps, ON, OFF, trip indicating lamps Set of Copper Bus Bar 800Amps OUT GOING : ( Note : All outgoing feeders for pumps should have digital Ammeter with selector switches, and LED type ON, OFF, trip indicating lamps) MAIN FIRE PUMP 200 Amp, 50kA TPN MCCB, Ics=100% Icu, with fully automatic Star/Delta starter suitable for 75 hp pump with overload protection, current sensing type single phase preventor complete with all acceessories and internal wiring required for automatic operation, selector switch for local/remote, auto/manual/OFF operation. - 2 sets JOCKEY PUMP 100 Amp, 50kA TPN MCCB, Ics=100% Icu, with Suitable HP fully automatic Star/Delta starter with overload protection, current sensing type single phase preventor complete with all acceessories and internal wiring required for automatic operation, selector switch for local/remote, auto/manual/OFF operation. - 2 sets DIESEL ENGINE CONTROL Control for diesel engine comprising - Automatic/Manual selctor switch & 3 attempts starting device, timers and relays as required, push buttons, start/stop in manual mode Indicating lamp for high/ Low Lub. Oil pressure, High Water Temp and Engine on indication Battery charger suitbale for 12V/24 V DC with boost and trickle selector switch, 0-30 V DC volt meter, and 0-20 A DC Ammeter All standard relays and accessories for automatic operation of diesel engine System Controller.
170 | 2 | Nos | Supply and fixing of Pressure Switch in the MS pipe Line including connection etc as required. Make : Danfoss / Indfoss | Each |  | 0
171 | 2 | Nos | Supply, installation, testing and commissioning of Bourden type, stainless steel dial type pressure gauge with isolation valve and pipe having calibration of 0-16 kg/cm2. Makes : HGURU / FIEBIG | Each |  | 0
172 | 2 | Nos | Supply, installation, testing and commissioning of 25mm dia Ball valve Makes : Zoloto / Leader / Honeywell | Each |  | 0
173 | 2 | Nos | Supply and fixing Flow Switches in 150 mmdia MS pipe. Makes : System Sensor / Switzer | Each |  | 0
174 | 2 | Nos | Supply and fixing air vessel made of 250 mm dia, 8 mm thick MS sheet, 1200mm in height with air release valve on top and flanged connection to riser, drain arrangement with 25mm dia Gun metal wheel valve, with required accessories, pressure gauge and painting with synthetic enamel paint of approved shade as required. | Each |  | 0
175 |  |  | Supply, Transportation, laying, testing & commissioning following of 'B' class heavy duty MS pipe conforming to IS 3589/IS 1239 including Welding, fittings like elbows, tees, flanges, tapers, nuts bolts, gaskets etc. and fixing the pipe on the wall/ceiling with suitable clamp/support frame and painting with two or more coats of synthetic enamel paint of required shade complete as required Makes : Jindal / Hissar / Tata pipes
a) | 30 | Rms | 200mm dia | ONE RM |  | 0
b) | 20 | Rms | 150mm dia | ONE RM |  | 0
U.G CABLES
176 | 60 | Rms | Supply of 95 Sqmm 3.5 Core XLPE insulated, 1100V grade armoured alluminium cable as per specification confirming to IS:7098 Makes : Torrent / Unicab / Universal / Polycab / Havells / Gloster / KEI / Finolex / Payal / RR kable / Finecab / RPG / V - Guard. | ONE RM |  | 0
177 | 1 | Nos | Supply and fixing 4 way fire brigade connection of cast iron body with 4 Nos Gun metal Male instantaneous inlet couplings complete with cap and chain as required for 150 mm dia MS pipe connection, conforming to IS 904 as required. Make: Mini Max / Safex / Newage / Winco / Padmini. | Each |  | 0
178 | 1 | Nos | Supply and fixing 2 way fire brigade connection of cast iron body with 2 Nos Gun metal Male instantaneous inlet couplings complete with cap and chain as required for 100mm dia MS pipe connection, conforming to IS 904 as required. Make: Mini Max / Safex / Newage / Winco / Padmini. | Each |  | 0
179 | 7 | Nos | Supply, installation, testing and commissioning of External Yard Hydrants comprising of the following: | Each |  | 0
PUBLIC ADDRESS SYSTEM
179 | 30 | Nos | Supply, Installation, Testing and Commissioning of 15 W Sound Column etc., complete with connection. Make : AHUZA / OMEGA or equivalent | Each |  | 0
180 | 4 | Nos | Supply, Installation, Testing and Commissioning of Amplifier 120 W for PA system suitable to operate on 230 V AC / 12 V DC supply etc., complete. Make : AHUZA / OMEGA or equivalent | Each |  | 0
181 | 6 | Nos | Supply, Installation, Testing and Commissioning of stand for microphone etc., complete with connections. | Each |  | 0
182 | 450 | Rms | Supply, Installation, Testing and Commissioning of 1.0 Sq mm speaker cable etc., complete with connections | One RM |  | 0
|  |  | Sub-Total |  |  | 0

## E.I. DATAS (hidden)
|  |  | Skilled Electrician. | [5 empty] | 660
|  |  | Semi Skilled Electrician/Lineman Electric | [5 empty] | 550
|  |  | Lineman Electric / Helper | [5 empty] | 550
|  |  | Add Muncipal Area Allowance @40 % | [5 empty] | 0.4
DATA NO | SD/SOR CODE |  | Description | Qty |  | Unit |  | Rate | Amount
E.I. DATAS WITH SOR - 2022-23
1 | 1.4.2 C |  | Supply and Laying of ISI 25mm outer dia heavy grade(2.20mm thickness) IS:9537 part 3 regid PVC pipe concealed in Roof Slabs with all required Metallic Deep Boxes including masonary work and labour charges etc., complete.
Makes : Sudhakar / Finolex / Modi / VIP / Precision / Universal / Million Plast / Gold / Polycab / DEC / Beljin / Champion / Austro
a) Labour charges :
| L.R. CSOR No.5 | 1 | Skilled Electrician. | 2 | day | 1 | day | 660 | 1320
| L.R. CSOR SS No.34 | 2 | Semi Skilled Electrician/Lineman Electric | 2 | day | 1 | day | 550 | 1100
| L.R. CSOR SS No.34 | 3 | Lineman Electric / Helper | 2 | day | 1 | day | 550 | 1100
|  |  | Labour Rate Per 100 Rm | [5 empty] | 3520
|  |  | Add Muncipal Area Allowance @40 % | [5 empty] | 1408
|  |  | Total Labour Rate | [5 empty] | 4928
|  |  | Labour Rate for 1 Mtr | [5 empty] | 49.28
b) Material
| 1.1.6 ( a ) | 4 | Supply of 25/20mm.MS Junction deep box | 12 | Nos | 1 | Nos | 83 | 996
| 1.2.7 ( B ) | 5 | Supply of 25mm dia 1.5mm thick PVC Bends. | 12 | Nos | 1 | No | 10 | 120
Makes : Sudhakar / Finolex / Modi / VIP / Precision / Universal / Million Plast / Gold / Polycab / DEC / Beljin / Champion / Austro
| 1.2.1 b | 6 | Supply of ISI 25mm outer dia heavy (2.20mm thickness) grade FRLS with IS:9537 part 3 regid PVC pipe. | 100 | Mtrs | 1 | Mtr | 42 | 4200
Makes : Sudhakar / Finolex / Modi / VIP / Precision / Universal / Million Plast / Gold / Polycab / DEC / Beljin / Champion / Austro
|  |  | Material Rate for 100 Mtrs | [5 empty] | 5316
|  |  | Material Rate for 1 Mtr | [5 empty] | 53.16
|  |  | Total Cost of Material + Labour Charges | [5 empty] | 102.44
|  |  | Add overheads @13.615% | [5 empty] | 13.9472
|  |  | Total rate | [5 empty] | 116.3872
|  |  | Rounded to Nearest whole number | [5 empty] | 116
2 | 1.4.1 A |  | Supply and laying of ISI 25mm outer dia medium (1.80mm thickness) grade with IS:9537 part 3 regid PVC pipe consealed in wall with Metallic junction boxes and all required accessories including masonary work for light, fan and separate plug point with supply and fixing of suitable size Metal Modular deep box including all labour charges etc., complete.
Makes : Sudhakar / Finolex / Modi / VIP / Precision / Universal / Million Plast / Gold / Polycab / DEC / Beljin / Champion / Austro
a) Labour charges :
| L.R. CSOR No.5 | 1 | Skilled Electrician. | 2 | day | 1 | day | 660 | 1320
| L.R. CSOR SS No.34 | 2 | Semi Skilled Electrician/Lineman Electric | 2 | day | 1 | day | 550 | 1100
| L.R. CSOR SS No.34 | 3 | Lineman Electric / Helper | 2 | day | 1 | day | 550 | 1100
|  |  | Labour Rate Per 100 Rm | [5 empty] | 3520
|  |  | Add Muncipal Area Allowance @40 % | [5 empty] | 1408
|  |  | Total Labour Rate | [5 empty] | 4928
|  |  | Labour Rate for 1 Mtr | [5 empty] | 49.28
b) Material
| 9.1.4 | 4 | U Nails. | 200 | Nos | 100 | Nos | 42 | 84
| 1.1.5( b ) | 5 | Supply of 25 mm MS Junction box normal range big size long neck. | 12 | Nos | 1 | Nos | 35 | 420
| 1.2.7 ( B ) | 6 | Supply of 25mm dia 1.5mm thick PVC Bends. | 12 | Nos | 1 | No | 10 | 120
Makes : Sudhakar / Finolex / Modi / VIP / Precision / Universal / Million Plast / Gold / Polycab / DEC / Beljin / Champion / Austro
| 1.2.2 b | 7 | Supply of ISI 25mm outer dia medium (1.80mm thickness) grade FRLS with IS:9537 part 3 regid PVC pipe. | 100 | Mtrs | 1 | Mtr | 30 | 3000
Makes : Sudhakar / Modi / VIP / Precision
|  |  | Material Rate for 100 Mtrs | [5 empty] | 3624
|  |  | Material Rate for 1 Mtr | [5 empty] | 36.24
|  |  | Total Cost of Material + Labour Charges | [5 empty] | 85.52
|  |  | Add overheads @13.615% | [5 empty] | 11.6435
|  |  | Total rate | [5 empty] | 97.1635
|  |  | Rounded to Nearest whole number | [5 empty] | 97
3 | 1.4.2 B |  | Supply and Fixing of 25mm dia 1.5mm thick surface P.V.C. pipe (ISI MARK) with all accessories fixing on chromium plated metallic base saddles including all labour charges etc., complete for run of mains.
Makes : Sudhakar / Finolex / Modi / VIP / Precision / Universal / Million Plast / Gold / Polycab / DEC / Beljin / Champion / Austro
a) Labour charges :
| L.R. CSOR No.5 | 1 | Skilled Electrician. | 2 | day | 1 | day | 660 | 1320
| L.R. CSOR SS No.34 | 2 | Semi Skilled Electrician/Lineman Electric | 2 | day | 1 | day | 550 | 1100
| L.R. CSOR SS No.34 | 3 | Lineman Electric / Helper | 2 | day | 1 | day | 550 | 1100
|  |  | Labour Rate Per 100 Rm | [5 empty] | 3520
|  |  | Add Muncipal Area Allowance @40 % | [5 empty] | 1408
|  |  | Total Labour Rate | [5 empty] | 4928
|  |  | Labour Rate for 1 Mtr | [5 empty] | 49.28
b) Material
| 9.4.11 | 4 | cement | 25 | Nos | 1 | Kg | 9 | 225
| 9.1.2 | 5 | Rawl Plugs | 200 | Nos | 100 | Nos | 42 | 84
| 1.4.4 | 6 | 35mm Screws | 200 | Nos | 100 | Nos | 128 | 256
| 1.1.11 | 7 | Chromium Plated saddles with base | 200 | Nos | 100 | Nos | 266 | 532
| 1.2.6 | 8 | Supply of 25mm PVC Junction Boxes Normal. | 12 | Nos | 1 | Nos | 25 | 300
| 1.2.7 ( B ) | 9 | Supply of 25mm dia 1.5mm thick PVC Bends. | 12 | Nos | 1 | No | 10 | 120
Makes : Sudhakar / Finolex / Modi / VIP / Precision / Universal / Million Plast / Gold / Polycab / DEC / Beljin / Champion / Austro
| 1.2.2 b | 10 | Supply of ISI 25mm outer dia medium (1.80mm thickness) grade FRLS with IS:9537 part 3 regid PVC pipe. | 100 | Mtrs | 1 | Mtr | 30 | 3000
Makes : Sudhakar / Modi / VIP / Precision
|  |  | Material Rate for 100 Mtrs | [5 empty] | 4517
|  |  | Material Rate for 1 Mtr | [5 empty] | 45.17
|  |  | Total Cost of Material + Labour Charges | [5 empty] | 94.45
|  |  | Add overheads @13.615% | [5 empty] | 12.8594
|  |  | Total rate | [5 empty] | 107.3094
|  |  | Rounded to Nearest whole number | [5 empty] | 107
4 | 1.4.2 B |  | Supply and laying of 25mm dia FRPP Flexible Conduit Pipe. Make: Precision or its equivalet as approved by the department.
a) Labour charges :
b) Material
| 0 | 10 | Supply and laying of 25mm dia FRPP Flexible Conduit Pipe. | 100 | Mtrs | 1 | Mtr | 19 | 1900
Make: Precision or its equivalet as approved by the department.
|  |  | Material Rate for 100 Mtrs | [5 empty] | 1900
|  |  | Material Rate for 1 Mtr | [5 empty] | 19
|  |  | Total Cost of Material + Labour Charges | [5 empty] | 19
|  |  | Add overheads @13.615% | [5 empty] | 2.5869
|  |  | Total rate | [5 empty] | 21.5868
|  |  | Rounded to Nearest whole number | [5 empty] | 22
5 | 2.1.1 |  | Wiring with run of 2 of 22/0.3mm (1.5 Sq.mm) FRLS / HFFR PVC insulated flexible ISI marked copper cable make in existing consealed pipe including supply and fixing of 3 Plate Jumbo Ceiling rose/batten holder of Anchor / Gold Medal Olive / Million Zoom make and 6A ISI marked Modular type switch including cost and conveyance of all material and all labour charges etc., complete for light and bell points in N.R.B. | [6 empty] | Cost of Material for 6 Points | Cost of Material Rate per 1 Point | Total Cost of Material + Labour Charges
Makes : Finolex / RR kabel / Havells.
Accessories Makes : Legrand Myrius /Goldmedal Curve/ Anchor Roma viola / Havells Fabio / Panasonic Vision / Polycab Levana.
a) Labour charges :
| L.R. CSOR No.5 | 1 | Skilled Electrician. | 0.6 | day | 1 | day | 660 | 396
| L.R. CSOR SS No.34 | 2 | Semi Skilled Electrician/Lineman Electric | 1.2 | day | 1 | day | 550 | 660
| L.R. CSOR SS No.34 | 3 | Lineman Electric / Helper | 0.6 | day | 1 | day | 550 | 330
|  |  | Labour for 6 Points | [5 empty] | 1386
|  |  | Add Muncipal Area Allowance @40 % | [5 empty] | 554.4
|  |  | Total Labour Rate | [5 empty] | 1940.4
|  |  | Labour for 1 Point | [5 empty] | 323.4
b) Material
| 1.3.1 ( d ) | 4 | Supply of 6 Module box. | 1 | Nos | 1 | No | 164 | 164
| 1.3.3 ( d ) | 5 | Supply of 6 Modular Cover Frame. | 1 | Nos | 1 | No | 138 | 138
Accessories Makes : Legrand Myrius /Goldmedal Curve/ Anchor Roma viola / Havells Fabio / Panasonic Vision / Polycab Levana.
| 1.7.1 ( M ) | 6 | Supply of 3 Plate Jumbo Ceiling Rose. | 6 | Nos | 1 | No | 23 | 138
Makes : Anchor / Gold Medal Olive / Million Zoom.
| 1.9.2 ( a ) | 7 | Supply of 10A 1 Way 1 Module Modular Switch. | 6 | Nos | 1 | No | 79 | 474
Accessories Makes : Legrand Myrius /Goldmedal Curve/ Anchor Roma viola / Havells Fabio / Panasonic Vision / Polycab Levana.
| 1.5.1 a | 8 | Supply of1.5 Sqmm FRLS / HFFR PVC insulated 1100V grade as perIS:694/1990 specification for Copper cable. | 100 | Mtrs | 100 | Mtrs | 2187 | 2187
Makes : Finolex / RR kabel / Havells
|  |  | Material Rate for 6 pts | [5 empty] | 3101
|  |  | Material Rate for 1 pt | [5 empty] | 516.8333
|  |  | Total Cost of Material + Labour Charges | [5 empty] | 840.2333
|  |  | Add overheads @13.615% | [5 empty] | 114.3978
|  |  | Total rate | [5 empty] | 954.6311
|  |  | Rounded to Nearest whole number | [5 empty] | 955
6 | Data 3 X 1.5 |  | Wiring with run of 2 of 1.5 Sqmm FRLS/ HFFR PVC insulated flexible ISI mark copper cable in existing PVC conduit pipe including Supply and fixing of Jumbo Ceiling rose and 10A ISI Mark 2way Modular switch with required modular box and cover frame in existing Surface or Concealed pipe wiring,ferrules including cost and conveyance of all material and all labour charges etc., complete for Stair case points in N.R.B . | 1.5 | Times | 1 | No | 955 | 1432.5
7 |  |  | Wiring with run of 3 of 22/0.3mm (1.5 Sq.mm) FRLS / HFFR PVC insulated flexible ISI marked copper cable make in existing consealed pipe including supply and fixing of 3 Plate Jumbo Ceiling rose of Anchor / Gold Medal Olive / Million Zoom make and 6A ISI marked Modular type switch including cost and conveyance of all material and all labour charges etc., complete for fan and exhaust fan points in N.R.B.( Dereived from SD 2.1.1)
Makes : Finolex / RR kabel / Havells.
Accessories Makes : Legrand Myrius /Goldmedal Curve/ Anchor Roma viola / Havells Fabio / Panasonic Vision / Polycab Levana.
a) Labour charges :
| L.R. CSOR No.5 | 1 | Skilled Electrician. | 0.6 | day | 1 | day | 660 | 396
| L.R. CSOR SS No.34 | 2 | Semi Skilled Electrician/Lineman Electric | 1.2 | day | 1 | day | 550 | 660
| L.R. CSOR SS No.34 | 3 | Lineman Electric / Helper | 0.6 | day | 1 | day | 550 | 330
|  |  | Labour for 6 Points | [5 empty] | 1386
|  |  | Add Muncipal Area Allowance @40 % | [5 empty] | 554.4
|  |  | Total Labour Rate | [5 empty] | 1940.4
|  |  | Labour for 1 Point | [5 empty] | 323.4
b) Material
| 1.3.1 ( d ) | 4 | Supply of 6 Module box. | 1 | Nos | 1 | No | 164 | 164
| 1.3.3 ( d ) | 5 | Supply of 6 Modular Cover Frame. | 1 | Nos | 1 | No | 138 | 138
Accessories Makes : Legrand Myrius /Goldmedal Curve/ Anchor Roma viola / Havells Fabio / Panasonic Vision / Polycab Levana.
| 1.7.1 ( M ) | 6 | Supply of 3 Plate Jumbo Ceiling Rose. | 6 | Nos | 1 | No | 23 | 138
Makes : Anchor / Gold Medal Olive / Million Zoom.
| 1.9.2 ( a ) | 7 | Supply of 10A 1 Way 1 Module Modular Switch. | 6 | Nos | 1 | No | 79 | 474
Accessories Makes : Legrand Myrius /Goldmedal Curve/ Anchor Roma viola / Havells Fabio / Panasonic Vision / Polycab Levana.
| 1.5.1 a | 8 | Supply of1.5 Sqmm FRLS / HFFR PVC insulated 1100V grade as perIS:694/1990 specification for Copper cable. | 150 | Mtrs | 100 | Mtrs | 2187 | 3280.5
Makes : Finolex / RR kabel / Havells /
|  |  | Material Rate for 6 pts | [5 empty] | 4194.5
|  |  | Material Rate for 1 pt | [5 empty] | 699.0833
|  |  | Total Cost of Material + Labour Charges | [5 empty] | 1022.4833
|  |  | Add overheads @13.615% | [5 empty] | 139.2111
|  |  | Total rate | [5 empty] | 1161.6944
|  |  | Rounded to Nearest whole number | [5 empty] | 1162
8 | 2.1.4 |  | Supply and fixing of ISI Marked 10A 3/2 pin Modular socket with 10A 1way Modular switch on a common switch board Module box with cover frame with connections including cost and conveyance of all materials and all labour charges etc., complete in N.R.B. / R.B. | [6 empty] | Cost of Material Rate per 1 Point | Total Cost of Material + Labour Charges
Accessories Makes : Legrand Myrius /Goldmedal Curve/ Anchor Roma viola / Havells Fabio / Panasonic Vision / Polycab Levana.
a) Labour charges :
| L.R. CSOR No.5 | 1 | Skilled Electrician. | 0.067 | day | 1 | day | 660 | 44.22
| L.R. CSOR SS No.34 | 2 | Lineman Electric / Helper | 0.067 | day | 1 | day | 550 | 36.85
|  |  | Labour for 1 Point | [5 empty] | 81.07
|  |  | Add Muncipal Area Allowance @40 % | [5 empty] | 32.428
|  |  | Total Labour Rate | [5 empty] | 113.498
b) Material
| 1.3.1 ( b ) | 3 | Supply of 3 Module box | 1 | Nos | 1 | No | 101 | 101
| 1.3.3 ( b ) | 4 | Supply of 3 Modular Cover Frame. | 1 | Nos | 1 | No | 85 | 85
Accessories Makes : Legrand Myrius /Goldmedal Curve/ Anchor Roma viola / Havells Fabio / Panasonic Vision / Polycab Levana.
| 1.9.2 ( a ) | 5 | Supply of 10A 1 Way 1 Module Modular Switch. | 1 | Nos | 1 | No | 79 | 79
Accessories Makes : Legrand Myrius /Goldmedal Curve/ Anchor Roma viola / Havells Fabio / Panasonic Vision / Polycab Levana.
| 1.9.2 ( d ) | 6 | Supply of 10A 3/2 Pin 2 Module Modular Socket with shutter. | 1 | Nos | 1 | No | 118 | 118
Accessories Makes : Legrand Myrius / Million mway /Goldmedal Curve/ Anchor Roma viola / Havells Fabio / Panasonic Vision / Hager Insista / Benlo Vesta / C&S Primo / CPL Vysma / Polycab Levana.
|  |  | Material Rate for 6 pts | [5 empty] | 383
|  |  | Total Cost of Material + Labour Charges | [5 empty] | 496.498
|  |  | Add overheads @13.615% | [5 empty] | 67.5982
|  |  | Total rate | [5 empty] | 564.0962
|  |  | Rounded to Nearest whole number | [5 empty] | 564
9 | 2.1.4 |  | Wiring with run of 3 of 1.5 Sqmm FRLS / HFFR PVC insulated flexible ISI marked copper cable including Supply and fixing of ISI Marked 10A- 3/2 pin Modular socket, 10A 1way Modular switch with required cover frame including connections, cost and conveyance of all material and all labour charges etc., complete for seperate plug points in N.R.B. / R.B. | [6 empty] | Cost of Material Rate per 1 Point | Total Cost of Material + Labour Charges
Makes : Finolex / RR kabel / Havells.
Accessories Makes : Legrand Myrius /Goldmedal Curve/ Anchor Roma viola / Havells Fabio / Panasonic Vision / Polycab Levana.
a) Labour charges :
| L.R. CSOR No.5 | 1 | Skilled Electrician. | 1.5 | day | 1 | day | 660 | 990
| L.R. CSOR SS No.34 | 2 | Semi Skilled Electrician/Lineman Electric | 1.5 | day | 1 | day | 550 | 825
| L.R. CSOR SS No.34 |  | Lineman Electric / Helper | 1.5 | day | 1 | day | 550 | 825
|  |  | Labour for 15 Points | [5 empty] | 2640
|  |  | Add Muncipal Area Allowance @40 % | [5 empty] | 1056
|  |  | Total Labour Rate | [5 empty] | 3696
|  |  | Labour for 1 Point | [5 empty] | 246.4
b) Material
| 1.3.1 ( b ) |  | 3 module boxes. | 15 | Nos | 1 | No | 101 | 1515
| 1.3.3 ( b ) | 3 | Supply of 3 Modular Cover Frame. | 15 | Nos | 1 | No | 85 | 1275
Accessories Makes : Legrand Myrius /Goldmedal Curve/ Anchor Roma viola / Havells Fabio / Panasonic Vision / Polycab Levana.
| 1.9.2 ( a ) | 4 | Supply of 10A 1 Way 1 Module Modular Switch. | 15 | Nos | 1 | No | 79 | 1185
Accessories Makes : Legrand Myrius /Goldmedal Curve/ Anchor Roma viola / Havells Fabio / Panasonic Vision / Polycab Levana.
| 1.9.2 ( d ) | 5 | Supply of 10A 3/2 Pin 2 Module Modular Socket with shutter. | 15 | Nos | 1 | No | 118 | 1770
Accessories Makes : Legrand Myrius /Goldmedal Curve/ Anchor Roma viola / Havells Fabio / Panasonic Vision / Polycab Levana.
| 1.5.1 a | 6 | Supply of1.5 Sqmm FRLS / HFFR PVC insulated 1100V grade as perIS:694/1990 specification for Copper cable. | 150 | Mtrs | 100 | Mtrs | 2187 | 3280.5
Makes : Finolex / RR kabel / Havells.
|  |  | Total Material Cost for 6 points | [5 empty] | 9025.5
|  |  | Material cost per point | [5 empty] | 601.7
|  |  | Total Material + Labour charges | [5 empty] | 848.1
|  |  | Add overheads @13.615% | [5 empty] | 115.4688
|  |  | Total rate | [5 empty] | 963.5688
|  |  | Rounded to Nearest whole number | [5 empty] | 964
10 | 2.1.6 |  | Supply and fixing of ISI marked 16A 3pin / 6A 3 Pin 1 way Modular combi socket, 16 Amps Modular switch on a 3 Modular box with suitable cover frame with connections including cost and conveyance of all material and all labour charges etc., complete in N.R.B. / R.B. | [6 empty] | Cost of Material for 1 No | Total Cost of Material + Labour Charges
Accessories Makes : Legrand Myrius /Goldmedal Curve/ Anchor Roma viola / Havells Fabio / Panasonic Vision / Polycab Levana.
a) Labour charges :
| L.R. CSOR No.5 | 1 | Skilled Electrician. | 0.1 | day | 1 | day | 660 | 66
| L.R. CSOR SS No.34 | 2 | Semi Skilled Electrician/Lineman Electric | 0.1 | day | 1 | day | 550 | 55
| L.R. CSOR SS No.34 | 3 | Lineman Electric / Helper | 0.1 | day | 1 | day | 550 | 55
|  |  | Labour for 1 No | [5 empty] | 176
|  |  | Add Muncipal Area Allowance @40 % | [5 empty] | 70.4
|  |  | Total Labour Rate | [5 empty] | 246.4
b) Material
| 1.3.1 ( b ) | 3 | Supply of 3 Module box. | 1 | Nos | 1 | No | 101 | 101
| 1.3.3 ( b ) | 4 | Supply of 3 Modular Cover Frame. | 1 | Nos | 1 | No | 85 | 85
Accessories Makes : Legrand Myrius /Goldmedal Curve/ Anchor Roma viola / Havells Fabio / Panasonic Vision / Polycab Levana.
| 1.9.2 ( h ) | 5 | Supply of 16A / 20A 1 Way 1 Module Modular Switch. | 1 | Nos | 1 | No | 106 | 106
Accessories Makes : Legrand Myrius /Goldmedal Curve/ Anchor Roma viola / Havells Fabio / Panasonic Vision / Polycab Levana.
| 1.9.2 (l) | 6 | Supply of 16A/6A 1 way Combi Socket Modular Socket with shutter. | 1 | Nos | 1 | No | 173 | 173
Accessories Makes : Legrand Myrius /Goldmedal Curve/ Anchor Roma viola / Havells Fabio / Panasonic Vision / Polycab Levana.
|  |  | Material Rate for 1 pt | [5 empty] | 465
|  |  | Total Cost of Material + Labour Charges | [5 empty] | 711.4
|  |  | Add overheads @13.615% | [5 empty] | 96.8571
|  |  | Total rate | [5 empty] | 808.2571
|  |  | Rounded to Nearest whole number | [5 empty] | 808
11 | 2.1.4 |  | Supply and fixing of ISI marked 3 Nos 10A Modular type switches, 3Nos 10A 3/2 pin wall plug sockets on 9 Modular box with cover frame including connections, cost and coveyance of all material and all labour charges etc., complete for Computers in N.R.B. / R.B.
Accessories Makes : Legrand Myrius /Goldmedal Curve/ Anchor Roma viola / Havells Fabio / Panasonic Vision / Polycab Levana.
a) Labour charges :
| L.R. CSOR No.5 | 1 | Skilled Electrician. | 0.2 | day | 1 | day | 660 | 132
| L.R. CSOR SS No.34 | 2 | Lineman Electric / Helper | 0.2 | day | 1 | day | 550 | 110
|  |  | Labour for 1 No | [5 empty] | 242
|  |  | Add Muncipal Area Allowance @40 % | [5 empty] | 96.8
|  |  | Total Labour Rate | [5 empty] | 338.8
b) Material
| 1.3.1 ( e ) | 3 | Supply of 8 or 9 Module box Horizontal/Vertical. | 1 | Nos | 1 | No | 213 | 213
| 1.3.3 ( e) | 4 | Supply of 8 Modular Horizontal / Vertical Cover Frame. | 1 | Nos | 1 | No | 170 | 170
Accessories Makes : Legrand Myrius /Goldmedal Curve/ Anchor Roma viola / Havells Fabio / Panasonic Vision / Polycab Levana.
| 1.9.2 ( a ) | 5 | Supply of 10A 1 Way 1 Module Modular Switch. | 3 | Nos | 1 | No | 79 | 237
Accessories Makes : Legrand Myrius / Million mway /Goldmedal Curve/ Anchor Roma viola / Havells Fabio / Panasonic Vision / Hager Insista / Benlo Vesta / C&S Primo / CPL Vysma / Polycab Levana.
| 1.9.2 ( d ) | 6 | Supply of 10A 3/2 Pin 2 Module Modular Socket with shutter. | 3 | Nos | 1 | No | 118 | 354
Accessories Makes : Legrand Myrius / Million mway /Goldmedal Curve/ Anchor Roma viola / Havells Fabio / Panasonic Vision / Hager Insista / Benlo Vesta / C&S Primo / CPL Vysma / Polycab Levana.
|  |  | Material Rate | [5 empty] | 974
|  |  | Total Cost of Material + Labour Charges | [5 empty] | 1312.8
|  |  | Add overheads @13.615% | [5 empty] | 178.7377
|  |  | Total rate | [5 empty] | 1491.5377
|  |  | Rounde to neaest ten rupees | [5 empty] | 1492
12 | 3.1.4 |  | Supply and Run of 3 of 1.5 Sqmm FRLS / HFFR PVC insulated flexible ISI marked copper cable in existing pipe for run of mains inlcuding connections and all labour charges etc., complete. For looping the secondry point
Makes : Finolex / RR kabel / Havells
a) Labour charges :
| L.R. CSOR No.5 | 1 | Skilled Electrician. | 1 | day | 1 | day | 660 | 660
| L.R. CSOR SS No.34 | 2 | Semi Skilled Electrician/Lineman Electric | 2.5 | day | 1 | day | 550 | 1375
| L.R. CSOR SS No.34 | 3 | Lineman Electric / Helper | 1 | day | 1 | day | 550 | 550
|  |  | Labour for 100 Mtr | [5 empty] | 2585
|  |  | Add Muncipal Area Allowance @40 % | [5 empty] | 1034
|  |  | Total Labour Rate | [5 empty] | 3619
|  |  | Labour for 1 Mtr | [5 empty] | 36.19
b) Material
| 1.5.1 (b) | 4 | Supply of 1.5 Sqmm FRLS / HFFR PVC insulated 1100V grade as perIS:694/1990 specification for Copper cable. | 300 | Mtrs | 100 | Mtrs | 2187 | 6561
Makes : Finolex / RR kabel / Havells /
|  |  | materila for 1 mtr | [5 empty] | 65.61
|  |  | Total Cost of Material + Labour Charges | [5 empty] | 101.8
|  |  | Add overheads @13.615% | [5 empty] | 13.8601
|  |  | Total rate | [5 empty] | 115.6601
|  |  | Rounded to Nearest whole number | [5 empty] | 116
13 | 3.1.4 |  | Supply and Run of 3 of 2.5 Sqmm FRLS / HFFR PVC insulated flexible ISI marked copper cable in existing pipe for run of mains inlcuding connections and all labour charges etc., complete.
Makes : Finolex / RR kabel / Havells
a) Labour charges :
| L.R. CSOR No.5 | 1 | Skilled Electrician. | 1 | day | 1 | day | 660 | 660
| L.R. CSOR SS No.34 | 2 | Semi Skilled Electrician/Lineman Electric | 2.5 | day | 1 | day | 550 | 1375
| L.R. CSOR SS No.34 | 3 | Lineman Electric / Helper | 1 | day | 1 | day | 550 | 550
|  |  | Labour for 100 Mtr | [5 empty] | 2585
|  |  | Add Muncipal Area Allowance @40 % | [5 empty] | 1034
|  |  | Total Labour Rate | [5 empty] | 3619
|  |  | Labour for 1 Mtr | [5 empty] | 36.19
b) Material
| 1.5.1 (b) | 4 | Supply of 2.5 Sqmm FRLS / HFFR PVC insulated 1100V grade as perIS:694/1990 specification for Copper cable. | 300 | Mtrs | 100 | Mtrs | 3535 | 10605
Makes : Finolex / RR kabel / Havells /
|  |  | materila for 1 mtr | [5 empty] | 106.05
|  |  | Total Cost of Material + Labour Charges | [5 empty] | 142.24
|  |  | Add overheads @13.615% | [5 empty] | 19.366
|  |  | Total rate | [5 empty] | 161.606
|  |  | Rounded to Nearest whole number | [5 empty] | 162
14 | 3.1.5 |  | Supply and Run of 3 of 4.00 Sq.mm FRLS / HFFR PVC insulated flexible ISI marked copper cable in existing pipe for run of mains inlcuding connections and all labour charges etc., complete.
Makes : Finolex / RR kabel / Havells
a) Labour charges :
| L.R. CSOR No.5 | 1 | Skilled Electrician. | 1 | day | 1 | day | 660 | 660
| L.R. CSOR SS No.34 | 2 | Semi Skilled Electrician/Lineman Electric | 3 | day | 1 | day | 550 | 1650
| L.R. CSOR SS No.34 | 3 | Lineman Electric / Helper | 1 | day | 1 | day | 550 | 550
|  |  | Labour for 100 Mtr | [5 empty] | 2860
|  |  | Add Muncipal Area Allowance @40 % | [5 empty] | 1144
|  |  | Total Labour Rate | [5 empty] | 4004
|  |  | Labour for 1 Mtr | [5 empty] | 40.04
b) Material
| 1.5.1 ( c ) | 4 | Supply of 4.0 Sqmm FRLS / HFFR PVC insulated 1100V grade as perIS:694/1990 specification for Copper cable. | 300 | Mtrs | 100 | Mtrs | 5396 | 16188
Makes : Finolex / RR kabel / Havells
|  |  | materila for 1 mtr | [5 empty] | 161.88
|  |  | Total Cost of Material + Labour Charges | [5 empty] | 201.92
|  |  | Add overheads @13.615% | [5 empty] | 27.4914
|  |  | Total rate | [5 empty] | 229.4114
|  |  | Rounded to Nearest whole number | [5 empty] | 229
15 | 3.1.6 |  | Supply and Run of 3 of 6.00 Sq.mm FRLS / HFFR PVC insulated flexible ISI marked copper cable in existing pipe for run of mains inlcuding connections and all labour charges etc., complete.
Makes : Finolex / RR kabel / Havells
a) Labour charges :
| L.R. CSOR No.5 | 1 | Skilled Electrician. | 1 | day | 1 | day | 660 | 660
| L.R. CSOR SS No.34 | 2 | Semi Skilled Electrician/Lineman Electric | 3 | day | 1 | day | 550 | 1650
| L.R. CSOR SS No.34 | 3 | Lineman Electric / Helper | 1 | day | 1 | day | 550 | 550
|  |  | Labour for 100 Mtr | [5 empty] | 2860
|  |  | Add Muncipal Area Allowance @40 % | [5 empty] | 1144
|  |  | Total Labour Rate | [5 empty] | 4004
|  |  | Labour for 1 Mtr | [5 empty] | 40.04
b) Material
| 1.5.1 ( d ) | 4 | Supply of 6.0 Sqmm FRLS / HFFR PVC insulated 1100V grade as perIS:694/1990 specification for Copper cable. | 300 | Mtrs | 100 | Mtrs | 7970 | 23910
Makes : Finolex / RR kabel / Havells
|  |  | materila for 1 mtr | [5 empty] | 239.1
|  |  | Total Cost of Material + Labour Charges | [5 empty] | 279.14
|  |  | Add overheads @13.615% | [5 empty] | 38.0049
|  |  | Total rate | [5 empty] | 317.1449
|  |  | Rounded to Nearest whole number | [5 empty] | 317
16 | 3.1.6 |  | Supply and Run of 5 of 6.0 Sq.mm FRLS / HFFR PVC insulated flexible ISI mark copper cable in existing pipe for run of mains inlcuding all labour charges etc., complete.
Makes : Finolex / RR kabel / Havells
a) Labour charges :
| L.R. CSOR No.5 | 1 | Skilled Electrician. | 2 | day | 1 | day | 660 | 1320
| L.R. CSOR SS No.34 | 2 | Semi Skilled Electrician/Lineman Electric | 5.5 | day | 1 | day | 550 | 3025
| L.R. CSOR SS No.34 | 3 | Lineman Electric / Helper | 2 | day | 1 | day | 550 | 1100
|  |  | Labour for 100 Mtr | [5 empty] | 5445
|  |  | Add Muncipal Area Allowance @40 % | [5 empty] | 2178
|  |  | Total Labour Rate | [5 empty] | 7623
|  |  | Labour for 1 Mtr | [5 empty] | 76.23
b) Material
| 1.5.1 ( d ) | 4 | Supply of 6.0 Sqmm FRLS / HFFR PVC insulated 1100V grade as perIS:694/1990 specification for Copper cable. | 500 | Mtrs | 100 | Mtrs | 7970 | 39850
Makes : Finolex / RR kabel / Havells
|  |  | materila for 1 mtr | [5 empty] | 398.5
|  |  | Total Cost of Material + Labour Charges | [5 empty] | 474.73
|  |  | Add overheads @13.615% | [5 empty] | 64.6345
|  |  | Total rate | [5 empty] | 539.3645
|  |  | Rounded to Nearest whole number | [5 empty] | 539
17 | 1.5.1( e ) |  | Supply and Run of 5 of 10.0 Sq.mm FRLS / HFFR PVC insulated flexible ISI mark copper cable in existing pipe for run of mains inlcuding all labour charges etc., complete.
Makes : Finolex / RR kabel / Havells
a) Labour charges :
| L.R. CSOR No.5 | 1 | Skilled Electrician. | 2.34 | day | 1 | day | 660 | 1544.4
| L.R. CSOR SS No.34 | 2 | Semi Skilled Electrician/Lineman Electric | 6.5 | day | 1 | day | 550 | 3575
| L.R. CSOR SS No.34 | 3 | Lineman Electric / Helper | 2.34 | day | 1 | day | 550 | 1287
|  |  | Labour for 100 Mtr | [5 empty] | 6406.4
|  |  | Add Muncipal Area Allowance @40 % | [5 empty] | 2562.56
|  |  | Total Labour Rate | [5 empty] | 8968.96
|  |  | Labour for 1 Mtr | [5 empty] | 89.6896
b) Material
| 1.5.1( e ) | 4 | Supply of 10.0 Sqmm FRLS / HFFR PVC insulated 1100V grade as perIS:694/1990 specification for Copper cable. | 500 | Mtrs | 100 | Mtrs | 13184 | 65920
Makes : Finolex / RR kabel / Havells
|  |  | materila for 1 mtr | [5 empty] | 659.2
|  |  | Total Cost of Material + Labour Charges | [5 empty] | 748.8896
|  |  | Add overheads @13.615% | [5 empty] | 101.9613
|  |  | Total rate | [5 empty] | 850.8509
|  |  | Rounded to Nearest whole number | [5 empty] | 851
18 | 3.1.7 |  | Supply and fixing of 6A PIR sensor of 20sqMtrs range of sencing the occupancy, including giving connections as instructed by the department, cost of all accessories and labour charges etc., complete.
Makes : Legrand,Phillips, Havells are equelant makes
a) Labour charges :
| L.R. CSOR No.5 | 1 | Skilled Electrician. | 0.062 | day | 1 | day | 660 | 40.92
| L.R. CSOR SS No.34 | 2 | Lineman Electric / Helper | 0.062 | day | 1 | day | 550 | 34.1
|  |  | Labour for 1 No | [5 empty] | 75.02
|  |  | Add Muncipal Area Allowance @40 % | [5 empty] | 30.008
|  |  | Total Labour Rate | [5 empty] | 105.028
| 1.7.2 ( a ) | 3 | PIR Sensor | 1 | No | 1 | Each | 5296 | 5296
Makes : Philips, Havells are equelant makes
|  |  | materila for 1 mtr | [5 empty] | 5296
|  |  | Total Cost of Material + Labour Charges | [5 empty] | 5401.028
|  |  | Add overheads @13.615% | [5 empty] | 735.35
|  |  | Total rate | [5 empty] | 6136.378
|  |  | Rounded to Nearest whole number | [5 empty] | 6136
19 | 2.1.13 |  | Supply and fixing ofDing Dong Bell in lieu of ceiling rose including giving connections, cost of all accessories and labour charges etc., complete.
Makes : GM / Million / Gold Medal / Anchor / Great white.
a) Labour charges :
| L.R. CSOR No.5 | 1 | Skilled Electrician. | 0.062 | day | 1 | day | 660 | 40.92
| L.R. CSOR SS No.34 | 2 | Lineman Electric / Helper | 0.062 | day | 1 | day | 550 | 34.1
|  |  | Labour for 1 No | [5 empty] | 75.02
|  |  | Add Muncipal Area Allowance @40 % | [5 empty] | 30.008
|  |  | Total Labour Rate | [5 empty] | 105.028
b) Material
| 1.7.2 (b) | 3 | Supply of Ding Dong Bell. | 1 | No | 1 | Each | 116 | 116
Makes : GM / Million / Gold Medal / Anchor / Great white.
| 1.7.1 ( M ) | 4 | Less cost of 3 Plate Jumbo Ceiling Rose. | -1 | No | 1 | Each | 23 | -23
Makes : Anchor / Gold Medal Olive / Million Zoom.
|  |  | materila for 1 mtr | [5 empty] | 93
|  |  | Total Cost of Material + Labour Charges | [5 empty] | 198.028
|  |  | Add overheads @13.615% | [5 empty] | 26.9615
|  |  | Total rate | [5 empty] | 224.9895
|  |  | Rounded to Nearest whole number | [5 empty] | 225
20 | 7.9.7 |  | Supply, transportation and fixing of 18 W +/-10% (>= 1800 Lumens) LED Back lit LED slimline panel light Housing made of Pressure die cast aluminium with Powder coated, round / Square with Protruded high efficiency diffuser, IP20, with wide operating voltage range, Power factor > 0.9, Surge protection: > 2KV, System efficacy of >90 lumens/watt, CCT: 3000K - 6500K as desired by the department and as per IS, CRI >80, and THD is less than 15% etc., complete with 2 years warranty with BIS Certification. LUMINAIRE MAKE : Phillips / OSRAM / Wipro / Crompton / Bajaj / Havells / Jaquar / IB LED / Panasonic / Halonix / HPL / Syska / Eveready LED MAKE : PHILIPS LUMILEDS / CREE / NICHIA / OSRAM / SAMSUNG / LG LEDs.
Labour charges for fixing of Down lighters in false ceiling/Surface with all incidental accessories like cutting, arranging necessary Aluminium strip.,hooks.etc with screws,finishing false ceiling neatly to the satisfaction of civil and Electrical Engineer incharge including giving connections and all labour charges etc., complete.
a) Labour charges
| L.R. CSOR No.5 | 1 | Skilled Electrician. | 0.062 | day | 1 | day | 660 | 40.92
| L.R. CSOR SS No.34 | 2 | Semi Skilled Electrician/Lineman Electric | 0.062 | day | 1 | day | 550 | 34.1
| L.R. CSOR SS No.34 | 3 | Lineman Electric / Helper | 0.062 | day | 1 | No | 550 | 34.1 |  |  |  | Semi Skilled Electrician/Lineman Electric
|  |  | Labour for 1 No | [5 empty] | 109.12
|  |  | Add Muncipal Area Allowance @40 % | [5 empty] | 43.648
|  |  | Total Labour Rate | [5 empty] | 152.768
b) Material
|  | 4 | Alluminium Flat,screws / hooks,binding wire (As per requirement) | [5 empty] | 15
|  |  | Cost of Material for fixing luminaire | [5 empty] | 15
|  |  | Total Cost of Material + Labour Charges | [5 empty] | 167.768
| 3.5.4 (c) | 5 | Supply and transportation of 18W +/-10% (>= 1800 Lumens) Back lit LED slimline panel light Housing made of Pressure die cast aluminium with Powder coated, round / Square with Protruded high efficiency diffuser, IP20, with wide operating voltage range, Power factor > 0.9, Surge protection: > 2KV, System efficacy of >90 lumens/watt, CCT: 3000K - 6500K as desired by the department and as per IS, CRI >80, and THD is less than 15% etc., complete with 2 years warranty with BIS Certification. LUMINAIRE MAKE : Phillips / OSRAM / Wipro / Crompton / Bajaj / Havells / Jaquar / IB LED / Panasonic / Halonix / HPL / Syska / Eveready LED MAKE : PHILIPS LUMILEDS / CREE / NICHIA / OSRAM / SAMSUNG / LG LEDs. | 1 | No | 1 | No | 1666 | 1666
|  |  | Cost of Material | [5 empty] | 1666
|  |  | Total Cost of Material + Labour Charges | [5 empty] | 1833.768
|  |  | Add overheads @13.615% | [5 empty] | 249.6675
|  |  | Total Cost per mtr | [5 empty] | 2083.4355
|  |  | Rounde to neaest ten rupees | [5 empty] | 2083
21 | 7.9.7 |  | Supply and transportation of 12 W +/-10% (>= 1200 Lumens) LED Back lit LED slimline panel light Housing made of Pressure die cast aluminium with Powder coated, round / Square with Protruded high efficiency diffuser, IP20, with wide operating voltage range, Power factor > 0.9, Surge protection: > 2KV, System efficacy of >90 lumens/watt, CCT: 3000K - 6500K as desired by the department and as per IS, CRI >80, and THD is less than 15% etc., complete with 2 years warranty with BIS Certification. LUMINAIRE MAKE : Phillips / OSRAM / Wipro / Crompton / Bajaj / Havells / Jaquar / IB LED / Panasonic / Halonix / HPL / Syska / Eveready LED MAKE : PHILIPS LUMILEDS / CREE / NICHIA / OSRAM / SAMSUNG / LG LEDs.
Labour charges for fixing of Down lighters in false ceiling/Surface with all incidental accessories like cutting, arranging necessary Aluminium strip.,hooks.etc with screws,finishing false ceiling neatly to the satisfaction of civil and Electrical Engineer incharge including giving connections and all labour charges etc., complete.
a) Labour charges
| L.R. CSOR No.5 | 1 | Skilled Electrician. | 0.062 | day | 1 | day | 660 | 40.92
| L.R. CSOR SS No.34 | 2 | Semi Skilled Electrician/Lineman Electric | 0.062 | day | 1 | day | 550 | 34.1
| L.R. CSOR SS No.34 | 3 | Lineman Electric / Helper | 0.062 | day | 1 | No | 550 | 34.1 |  |  |  | Semi Skilled Electrician/Lineman Electric
|  |  | Labour for 1 No | [5 empty] | 109.12
|  |  | Add Muncipal Area Allowance @40 % | [5 empty] | 43.648
|  |  | Total Labour Rate | [5 empty] | 152.768
b) Material
|  | 4 | Alluminium Flat,screws / hooks,binding wire (As per requirement) | [5 empty] | 15
|  |  | Cost of Material for fixing luminaire | [5 empty] | 15
|  |  | Total Cost of Material + Labour Charges | [5 empty] | 167.768
| 3.5.4 (a) | 5 | Supply and transportation of 12W +/-10% (>= 1200 Lumens) Back lit LED slimline panel light Housing made of Pressure die cast aluminium with Powder coated, round / Square with Protruded high efficiency diffuser, IP20, with wide operating voltage range, Power factor > 0.9, Surge protection: > 2KV, System efficacy of >90 lumens/watt, CCT: 3000K - 6500K as desired by the department and as per IS, CRI >80, and THD is less than 15% etc., complete with 2 years warranty with BIS Certification. LUMINAIRE MAKE : Phillips / OSRAM / Wipro / Crompton / Bajaj / Havells / Jaquar / IB LED / Panasonic / Halonix / HPL / Syska / Eveready LED MAKE : PHILIPS LUMILEDS / CREE / NICHIA / OSRAM / SAMSUNG / LG LEDs. | 1 | No | 1 | No | 1351 | 1351
|  |  | Cost of Material | [5 empty] | 1351
|  |  | Total Cost of Material + Labour Charges | [5 empty] | 1518.768
|  |  | Add overheads @13.615% | [5 empty] | 206.7803
|  |  | Total Cost per mtr | [5 empty] | 1725.5483
|  |  | Rounde to neaest ten rupees | [5 empty] | 1726
22 | 7.9.3 |  | Supply, transportation and Fixing of 22W +/ 10% , >/ 2300 lumens, 1200mm length LED light housing made with alluminium anodised body, wide operating voltage with PF≥0.9, Surge protection: > 2KV, THD<10%, with inbuilt driver and frosted cover CCT: 3000K - 6500K as desired by the department as per IS, minimum CRI≥80 etc., complete with 5 years warranty with BIS Certification with BIS Certification.LUMINAIRE MAKE: Phillips / OSRAM / GE Venture / Wipro / Crompton / Bajaj / Havells / Jaquar / IB LED / Panasonic / Halonix / HPL / Syska / Eveready LED MAKE : PHILIPS LUMILEDS / CREE / NICHIA / OSRAM / SAMSUNG / LG LEDs.
a) Labour charges
| L.R. CSOR No.5 | 1 | Skilled Electrician. | 0.1 | day | 1 | day | 660 | 66
| L.R. CSOR SS No.34 | 2 | Lineman Electric / Helper | 0.1 | day | 1 | day | 550 | 55
|  |  | Labour for 1 No | [5 empty] | 121
|  |  | Add Muncipal Area Allowance @40 % | [5 empty] | 48.4
|  |  | Total Labour Rate | [5 empty] | 169.4
b) Material
| 1.5.5 | 3 | Supply of 23 / 0060 twin core twisted / flat heavy Copper wire of makes Finolex / RR Kabel / Havells / Polycab / GM / Million / V-Guard / Gold Medal / Kundancab / HPL / RPG / Nandicab / Nakoda / Payal / Finecab / Gemini / Vimal | 0.5 | Mtr | 100 | Mtrs | 1200 | 6
|  |  | Clips | 2 | Nos | 1 | Nos | 5 | 10
| 1.4.4 ( D ) | 4 | Supply of No.8 Screws of 35/38mm. | 2 | Nos | 100 | Nos | 128 | 2.56
| 9.1.2 | 5 | Rawl Plugs. | 2 | Nos | 100 | Nos | 43 | 0.86
|  | 6 | Cost of Material for fixing luminaire | [5 empty] | 19.42
| 3.5.16 | 7 | Supply, transportation of 22W +/ 10% , >/ 2300 lumens, 1200mm length LED light housing made with alluminium anodised body, wide operating voltage with PF≥0.9, Surge protection: > 2KV, THD<10%, with inbuilt driver and frosted cover CCT: 3000K - 6500K as desired by the department as per IS, minimum CRI≥80 etc., complete with 5 years warranty with BIS Certification with BIS Certification.LUMINAIRE MAKE: Phillips / OSRAM / GE Venture / Wipro / Crompton / Bajaj / Havells / Jaquar / IB LED / Panasonic / Halonix / HPL / Syska / Eveready LED MAKE : PHILIPS LUMILEDS / CREE / NICHIA / OSRAM / SAMSUNG / LG LEDs. | 1 | No | 1 | No | 680 | 680
|  |  | Cost of Material | [5 empty] | 699.42
|  |  | Total Cost of Material + Labour Charges | [5 empty] | 868.82
|  |  | Add overheads @13.615% | [5 empty] | 118.2898
|  |  | Total rate | [5 empty] | 987.1098
|  |  | Rounde to neaest ten rupees | [5 empty] | 987
23 | 7.9.7 |  | Supply,Transportation & Instatlation of 30-36 W +/-10% (>=3600 Lumens) Back lit, 2' x2' (600mm x 600mm) Recessed / Surface mounted LED luminaire made of CRCA sheet housing with powder coated with high efficiency acrylic wide diffuser, with wide operating voltage range, Power factor > 0.9, Surge protection >2KV, System efficacy of >100 lumens/watt, CCT: 3000K - 6500K as desired by the department, CRI >80, and THD is less than 15% etc., complete with 5 years warranty with BIS Certification. LUMINAIRE MAKE : Phillips / OSRAM / GE Venture / Wipro / Crompton / Bajaj / Havells / Jaquar / IB LED / Panasonic / Halonix / HPL / Syska / Eveready / Surya / Keselec / FIEM / Arraystorm / GM / Goldmedal LED MAKE : PHILIPS LUMILEDS / CREE / NICHIA / OSRAM / SAMSUNG / LG LEDs.
Labour charges for fixing of Down lighters in false ceiling/Surface with all incidental accessories like cutting, arranging necessary Aluminium strip.,hooks.etc with screws,finishing false ceiling neatly to the satisfaction of civil and Electrical Engineer incharge including giving connections and all labour charges etc., complete.
a) Labour charges
| L.R. CSOR No.5 | 1 | Skilled Electrician. | 0.062 | day | 1 | day | 660 | 40.92
| L.R. CSOR SS No.34 | 2 | Semi Skilled Electrician/Lineman Electric | 0.062 | day | 1 | day | 550 | 34.1
| L.R. CSOR SS No.34 | 3 | Lineman Electric / Helper | 0.062 | day | 1 | No | 550 | 34.1 |  |  |  | Semi Skilled Electrician/Lineman Electric
|  |  | Labour for 1 No | [5 empty] | 109.12
|  |  | Add Muncipal Area Allowance @40 % | [5 empty] | 43.648
|  |  | Total Labour Rate | [5 empty] | 152.768
b) Material
|  | 4 | Alluminium Flat,screws / hooks,binding wire (As per requirement) | [5 empty] | 15
|  |  | Cost of Material for fixing luminaire | [5 empty] | 15
|  |  | Total Cost of Material + Labour Charges | [5 empty] | 167.768
| 3.5.20 (a) | 5 | Supply and Transportation of 36 W +/-10% (>/3200 Lumens) Back lit, 2' x2' (600mm x 600mm) Recessed / Surface mounted LED luminaire made of CRCA sheet housing with powder coated with high efficiency acrylic wide diffuser, with wide operating voltage range, Power factor > 0.9, Surge protection >2KV, System efficacy of >100 lumens/watt, CCT: 3000K - 6500K as desired by the department, CRI >80, and THD is less than 15% etc., complete with 5 years warranty with BIS Certification. LUMINAIRE MAKE : Phillips / OSRAM / Wipro / Crompton / Bajaj / Havells / Jaquar / IB LED / Panasonic / Halonix / HPL / / Eveready / Surya / Keselec/ FIEM. LED MAKE : PHILIPS LUMILEDS / CREE / NICHIA / OSRAM / SAMSUNG / LG LEDs. | 1 | No | 1 | No | 3153 | 3153
|  |  | Cost of Material | [5 empty] | 3153
|  |  | Total Cost of Material + Labour Charges | [5 empty] | 3320.768
|  |  | Add overheads @13.615% | [5 empty] | 452.1226
|  |  | Total Cost per mtr | [5 empty] | 3772.8906
|  |  | Rounde to neaest ten rupees | [5 empty] | 3773
24 | 7.9.7 |  | Supply, Transportation and Fixing of 36W,+/-10% 1100mm length Linear Profile LED Luminaire recessed/surface mounted with Aluminum extrusion, powder coated cover, input voltage AC 90-270 Volts with PF>0.95, Efficiency>90%, with high power LEDs having efficacy of ≥ 120 lumens / watt, System efficacy >95 lm/W, surge protection: 2KV, THD<15%, with inbuilt driver and frosted cover CCT: 3000K - 5700K, minimum CRI>70, .etc., complete including fixing of Linear light duly recessed in the ceiling/surface mounted by hanging from ceiling with necessary mounting arrangements, jointing kit, conecting wire leads etc., and all accessories, giving connections and all labour charges etc., complete with 5years warranty. LUMINAIRE MAKE : Phillips / OSRAM / GE Venture / Wipro / Crompton / Bajaj / Havells / Jaquar / IB LED / Panasonic / Halonix / HPL / Syska / Eveready / Surya / Keselec / FIEM / Arraystorm / GM / Goldmedal LED MAKE : PHILIPS LUMILEDS / CREE / NICHIA / OSRAM / SAMSUNG / LG LEDs.
Labour charges for fixing of Down lighters in false ceiling/Surface with all incidental accessories like cutting, arranging necessary Aluminium strip.,hooks.etc with screws,finishing false ceiling neatly to the satisfaction of civil and Electrical Engineer incharge including giving connections and all labour charges etc., complete.
a) Labour charges
| L.R. CSOR No.5 | 1 | Skilled Electrician. | 0.062 | day | 1 | day | 660 | 40.92
| L.R. CSOR SS No.34 | 2 | Semi Skilled Electrician/Lineman Electric | 0.062 | day | 1 | day | 550 | 34.1
| L.R. CSOR SS No.34 | 3 | Lineman Electric / Helper | 0.062 | day | 1 | No | 550 | 34.1 |  |  |  | Semi Skilled Electrician/Lineman Electric
|  |  | Labour for 1 No | [5 empty] | 109.12
|  |  | Add Muncipal Area Allowance @40 % | [5 empty] | 43.648
|  |  | Total Labour Rate | [5 empty] | 152.768
b) Material
|  | 4 | Alluminium Flat,screws / hooks,binding wire (As per requirement) | [5 empty] | 15
|  |  | Cost of Material for fixing luminaire | [5 empty] | 15
|  |  | Labour Charges | [5 empty] | 167.768
|  |  | Add overheads @13.615% | [5 empty] | 22.8416
|  |  | Total Cost of Material + Labour Charges | [5 empty] | 190.6096
| MR | 5 | Supply, Transportation of 36W,+/-10% 1100mm length Linear Profile LED Luminaire recessed/ surface mounted with Aluminum extrusion, powder coated cover, input voltage AC 90-270 Volts with PF>0.95, Efficiency>90%, with high power LEDs having efficacy of ≥ 120 lumens / watt, System efficacy >95 lm/W, surge protection: 2KV, THD<15%, with inbuilt driver and frosted cover CCT: 3000K - 5700K, minimum CRI>70, .etc., complete including fixing of Linear light duly recessed in the ceiling/surface mounted by hanging from ceiling with necessary mounting arrangements, jointing kit, conecting wire leads etc., and all accessories, giving connections and all labour charges etc., complete with 5years warranty. LUMINAIRE MAKE : Havells ILLUMINO50LP/S34WLED830SWH1694 or equvalant | 1 | No | 1 | No | 14000 | 14000
|  |  | Discount on MRP | 0.7 | No | 1 | No | 14000 | 9800
|  |  | Cost of Material | [5 empty] | 9800
|  |  | Total Cost per mtr | [5 empty] | 9990.6096
|  |  | Rounde to neaest ten rupees | [5 empty] | 9991
25 | 9.7.35 |  | Supply, Transportation and fixing of energy efficient fan, 1200 mm sweep, aluminium body, consuming 28 W, BEE 5 star rated, ceiling fan with Brush Less Direct Current(BLDC)motor, class of insulation: B, 3 no's blades, 30 cm long down rod, 2 no's canopies, shackle'kit, safety rope, copper winding, Power Factor greater than 0.90, Service Value (CMMAV) greater than 8.5, Air delivery minimum 235 CMM, 350 RPM( tolerance as per IS:374-2019), THD less than 10%. with remote or compatible to electronic step type regulator unit for speed control and all remaining accessories including safety pin, nut bolts, washers, temperature rise=75 degree C(max), insulation resistance more than 2 mega ohm, suitable for 230V, 50 HZ, single phase AC supply, earthing etc., including all standard accessories etc., complete. Makes : Atomberg (Efficio ) / Havells / Orient
a) Labour charges
| L.R. CSOR No.5 | 1 | Skilled Electrician. | 0.125 | day | 1 | day | 660 | 82.5
| L.R. CSOR SS No.34 | 2 | Lineman Electric / Helper | 0.125 | day | 1 | day | 550 | 68.75
|  |  | Deduct labour for not fixing Regulator | -0.1 | Nos | 1 | Nos | 515 | -51.5
|  |  | Labour for 1 No | [5 empty] | 99.75
|  |  | Add Muncipal Area Allowance @40 % | [5 empty] | 39.9
|  |  | Total Labour Rate | [5 empty] | 139.65
b) Material
| 1.5.4 | 3 | Supply of 23 / 0060 twin core twisted / flat heavy Copper wire. | 1 | Mtr | 100 | Mtrs | 1200 | 12
| 5.1.1 | 4 | Supply, Transportation of energy efficient fan, 1200 mm sweep, aluminium body, consuming 28 W, BEE 5 star rated, ceiling fan with Brush Less Direct Current(BLDC)motor, class of insulation: B, 3 no's blades, 30 cm long down rod, 2 no's canopies, shackle'kit, safety rope, copper winding, Power Factor greater than 0.90, Service Value (CMMAV) greater than 8.5, Air delivery minimum 235 CMM, 350 RPM( tolerance as per IS:374-2019), THD less than 10%. with remote or compatible to electronic step type regulator unit for speed control and all remaining accessories including safety pin, nut bolts, washers, temperature rise=75 degree C(max), insulation resistance more than 2 mega ohm, suitable for 230V, 50 HZ, single phase AC supply, earthing etc., including all standard accessories etc., complete. | 1 | Nos | 1 | Nos | 2882 | 2882
Makes : Atomberg (Efficio ) / Havells / Orient
|  |  | Cost of Material for 1 No | [5 empty] | 2894
|  |  | Total Cost of Material + Labour Charges | [5 empty] | 3033.65
|  |  | Add overheads @13.615% | [5 empty] | 413.0314
|  |  | Total rate | [5 empty] | 3446.6814
|  |  | Rounde to neaest ten rupees | [5 empty] | 3447
26 | 9.7.33 |  | Supply and fixing of modular Stepped electronic of Makes :Legrand Myrius /Goldmedal Curve/ Anchor Roma viola / Havells Fabio / Panasonic Vision / Polycab Levana.. with connections and Labour charges etc complete.
a) Labour charges
| L.R. CSOR SS No.34 | 1 | Semi Skilled Electrician/Lineman Electric | 0.1 | Nos | 1 | Nos | 550 | 55
|  |  | Labour for 1 No | [5 empty] | 55
|  |  | Add Muncipal Area Allowance @40 % | [5 empty] | 22
|  |  | Total Labour Rate | [5 empty] | 77
b) Material
| 1.9.2 (n) | 2 | Supply of 2 Module Modular type Electronic step type Fan Regulator. | 1 | Nos | 1 | Nos | 480 | 480
Makes : Legrand Myrius /Goldmedal Curve/ Anchor Roma viola / Havells Fabio / Panasonic Vision / Polycab Levana.
|  |  | Cost of Material for 1 No | [5 empty] | 480
|  |  | Total Cost of Material + Labour Charges |  |  |  |  | 557 | 557
|  |  | Add overheads @13.615% | [5 empty] | 75.8355
|  |  | Total rate | [5 empty] | 632.8356
|  |  | Rounded to Nearest whole number | [5 empty] | 633
27 | 9.7.36 |  | Supply, Transportation and Fixing of light duty 9" (225mm) ISI, Fresh Air fan ISI marked, Fresh Air fan with metallic body and blades with all labour charges etc., complete as directed at site.
Makes : Crompton / Havells Ventilair-DB / Orient hill air.
a) Labour charges
| L.R. CSOR No.5 | 1 | Skilled Electrician. | 0.25 | day | 1 | day | 660 | 165
| L.R. CSOR SS No.34 | 2 | Semi Skilled Electrician/Lineman Electric | 0.25 | day | 1 | day | 550 | 137.5
|  |  | Labour for 1 No | [5 empty] | 302.5
|  |  | Add Muncipal Area Allowance @40 % | [5 empty] | 121
|  |  | Total Labour Rate | [5 empty] | 423.5
b) Material
| 5.1.9 ( a ) | 3 | Supply of 9" (225mm), Light duty exhaust fan with double ball bearing and wire guard etc complete.
|  |  | Makes :Crompton / Havells Ventilair-DB / Orient hill air. | 1 | No | 1 | No | 1451 | 1451
|  |  | Transportation Charges on Unit Cost @1% |  |  |  |  | 0.01 | 14.51
|  |  | Cost of Material for 1 No | [5 empty] | 1465.51
|  |  | Total Cost of Material + Labour Charges | [5 empty] | 1889.01
|  |  | Add overheads @13.615% | [5 empty] | 257.1887
|  |  | Total rate | [5 empty] | 2146.1987
|  |  | Rounde to neaest ten rupees | [5 empty] | 2146
28 | 9.7.36 |  | Supply, Transportation and Fixing of 12" (300mm) ISI, 900 RPM Heavy duty exhaust fan with metallic blades with Mark with all labour charges etc., complete as directed at site.
Makes : Crompton / Almonard / Havells Turbo Force SP.
a) Labour charges
| L.R. CSOR No.5 | 1 | Skilled Electrician. | 0.25 | day | 1 | day | 660 | 165
| L.R. CSOR SS No.34 | 2 | Semi Skilled Electrician/Lineman Electric | 0.25 | day | 1 | day | 550 | 137.5
|  |  | Labour for 1 No | [5 empty] | 302.5
|  |  | Add Muncipal Area Allowance @40 % | [5 empty] | 121
|  |  | Total Labour Rate | [5 empty] | 423.5
b) Material
| 5.1.11 ( a ) | 3 | Supply of 12" (300mm) ISI, 900 RPM Heavy duty exhaust fan with metallic blades with Mark. | 1 | No | 1 | No | 3183 | 3183
Makes : Crompton / Almonard / Havells Turbo Force SP.
|  |  | Transportation Charges on Unit Cost @1% |  |  |  |  | 0.01 | 31.83
|  |  | Cost of Material for 1 No | [5 empty] | 3214.83
|  |  | Total Cost of Material + Labour Charges | [5 empty] | 3638.33
|  |  | Add overheads @13.615% | [5 empty] | 495.3586
|  |  | Total rate | [5 empty] | 4133.6886
|  |  | Rounde to neaest ten rupees | [5 empty] | 4134
29 | 5.1.12(b) |  | Supply and fixing of GI louver shutter including GI mesh to avoid birds entry with necessary materials suitable for Exhaust fan. | 1 | No | 1 | No | 169 | 169
|  |  | Add overheads @13.615% | [5 empty] | 23.0094
|  |  | Total rate | [5 empty] | 192.0094
|  |  | Rounde to neaest ten rupees | [5 empty] | 192
30 | 2.16 |  | Supply and fixing of 8 Way SPN DB Horizontal with IP 43 Protection as per IS:13032 with 1 No 40A DP Isolator and 6 Nos 6-32 A 10kA ISI Marked C/D curveSP MCBs including alll connections and labour charges for Flush Mounting etc., complete.
DB Makes:Legrand / Schneider / Siemens / L&T / Cabtree Xpro.
Isolator Makes: Legrand-DX3 / Schneider-Acti9 / Siemens / L&T Exora / Cabtree.
MCBs Makes: Legrand-DX3 / Schneider-Acti9 / Siemens / L&T Exora / Cabtree.
MATERIAL
| 2.16.1 ( d ) | 1 | Supply of 8 Way SPN DB with IP 43 Protection as per IS:13032 and suitable for 8Nos S.P out goings and for 1 No Incommer etc complete. | 1 | Nos | 1 | No | 1902 | 1902
DB Makes:Legrand / Schneider / Siemens / L&T / Cabtree Xpro.
| 2.15.1 ( b ) | 2 | Supply of 40A DP Isolator. | 1 | Nos | 1 | No | 536 | 536
Isolator Makes: Legrand-DX3 / Schneider-Acti9 / Siemens / L&T Exora / Cabtree.
| 2.14.1 ( a ) | 3 | Supply of 6-32A 10KA SP MCB, C/D Curve ISI Mark. | 6 | Nos | 1 | No | 294 | 1764
MCBs Makes: Legrand-DX3 / Schneider-Acti9 / Siemens / L&T Exora / Cabtree.
|  |  | cost of material | [5 empty] | 4202
LABOUR
| L.R. CSOR No.5 | 4 | Skilled Electrician. | 0.5 | day | 1 | day | 660 | 330
| L.R. CSOR SS No.34 | 5 | Semi Skilled Electrician/Lineman Electric | 0.5 | day | 1 | day | 550 | 275
| L.R. CSOR SS No.34 | 6 | Lineman Electric / Helper | 1 | day | 1 | day | 550 | 550
|  |  | COST OF LABOUR | [5 empty] | 1155
|  |  | Add Muncipal Area Allowance @40 % | [5 empty] | 462
|  |  | Total Labour Rate | [5 empty] | 1617
|  |  | Total Material+ Labour cost | [5 empty] | 5819
|  |  | Add overheads @13.615% | [5 empty] | 792.2568
|  |  | Total rate | [5 empty] | 6611.2568
|  |  | Rounde to neaest ten rupees | [5 empty] | 6611
31 | 4.4.4a |  | Supply and fixing of 6Way TPN DB Horizontal with IP 43 Protection as per IS:13032 with 1 No 40A 4 Pole RCCB 30mA. and 18 Nos 6-32 A 10kA ISI Marked C/D curveSP MCBs including alll connections and labour charges for Flush Mounting etc., complete. | [7 empty] | TOTAL COST OF MATERIAL | TOTAL COST OF MATERIAL + LABOUR
DB Makes:Legrand / Schneider / Siemens / L&T / Cabtree Xpro.
RCCB Makes: Legrand-DX3 / Schneider-Acti9 / Siemens / L&T Exora / Cabtree.
MCBs Makes: Legrand-DX3 / Schneider-Acti9 / Siemens / L&T Exora / Cabtree.
MATERIAL
| 2.17.1 ( c ) | 1 | (8+18) 6 Way TPN DB Horizontal with IP 43, 18 Nos | 1 | Nos | 1 | No | 5858 | 5858
DB Makes:Legrand / Schneider / Siemens / L&T / Cabtree Xpro.
| 2.9.1(f) | 2 | Supply of 40A 4 Pole RCCB 30mA. | 1 | Nos | 1 | No | 4341 | 4341
RCCB Makes: Legrand-DX3 / Schneider-Acti9 / Siemens / L&T Exora / Cabtree.
| 2.14.1 (a) | 3 | Supply of 6-32A 10KA SP MCB, C/D Curve ISI Mark. | 18 | Nos | 1 | No | 294 | 5292
MCBs Makes: Legrand-DX3 / Schneider-Acti9 / Siemens / L&T Exora / Cabtree.
|  |  | cost of material | [5 empty] | 15491
LABOUR
| L.R. CSOR No.5 | 4 | Skilled Electrician. | 0.5 | day | 1 | day | 660 | 330
| L.R. CSOR SS No.34 | 5 | Semi Skilled Electrician/Lineman Electric | 1 | day | 1 | day | 550 | 550
| L.R. CSOR SS No.34 | 6 | Lineman Electric / Helper | 1 | day | 1 | day | 550 | 550
|  |  | COST OF LABOUR | [5 empty] | 1430
|  |  | Add Muncipal Area Allowance @40 % | [5 empty] | 572
|  |  | Total Labour Rate | [5 empty] | 2002
|  |  | Total Material+ Labour cost | [5 empty] | 17493
|  |  | Add overheads @13.615% | [5 empty] | 2381.6719
|  |  | Total rate | [5 empty] | 19874.6719
|  |  | Rounde to neaest 1.00 | [5 empty] | 19875
32 | 4.4.4a |  | Supply and fixing of 8 Way TPN DB Horizontal with IP 43 Protection as per IS:13032 with 1 No 63A 4 Pole RCCB 100mA. and 24 Nos 6-32 A 10kA ISI Marked C/D curveSP MCBs including alll connections and labour charges for Flush Mounting etc., complete. | [7 empty] | TOTAL COST OF MATERIAL | TOTAL COST OF MATERIAL + LABOUR
DB Makes:Legrand / Schneider / Siemens / L&T / Cabtree Xpro.
RCCB Makes: Legrand-DX3 / Schneider-Acti9 / Siemens / L&T Exora / Cabtree.
MCBs Makes: Legrand-DX3 / Schneider-Acti9 / Siemens / L&T Exora / Cabtree.
MATERIAL
| 2.17.1 d | 1 | (8+24) 8 Way TPN DB Horizontal with IP 43, 24 Nos | 1 | Nos | 1 | No | 6542 | 6542
DB Makes:Legrand / Schneider / Siemens / L&T / Cabtree Xpro.
| 2.15.1(g) | 2 | 63A 4 Pole RCCB 100mA. | 1 | Nos | 1 | No | 5841 | 5841
RCCB Makes: Legrand-DX3 / Schneider-Acti9 / Siemens / L&T Exora / Cabtree.
| 2.14.1 (a) | 3 | Supply of 6-32A 10KA SP MCB, C/D Curve ISI Mark. | 24 | Nos | 1 | No | 294 | 7056
MCBs Makes: Legrand-DX3 / Schneider-Acti9 / Siemens / L&T Exora / Cabtree.
|  |  | cost of material | [5 empty] | 19439
LABOUR
| L.R. CSOR No.5 | 4 | Skilled Electrician. | 0.5 | day | 1 | day | 660 | 330
| L.R. CSOR SS No.34 | 5 | Semi Skilled Electrician/Lineman Electric | 1 | day | 1 | day | 550 | 550
| L.R. CSOR SS No.34 | 6 | Lineman Electric / Helper | 1 | day | 1 | day | 550 | 550
|  |  | COST OF LABOUR | [5 empty] | 1430
|  |  | Add Muncipal Area Allowance @40 % | [5 empty] | 572
|  |  | Total Labour Rate | [5 empty] | 2002
|  |  | Total Material+ Labour cost | [5 empty] | 21441
|  |  | Add overheads @13.615% | [5 empty] | 2919.1921
|  |  | Total rate | [5 empty] | 24360.1921
|  |  | Rounde to neaest 1.00 | [5 empty] | 24360
33 | 4.4.4a |  | Supply and fixing of 4 Way TPN DB Horizontal with IP 43 Protection as per IS:13032 with 1 No 40A 4 Pole RCCB 30mA. and 12 Nos 6-32 A 10kA ISI Marked C/D curveSP MCBs including alll connections and labour charges for Flush Mounting etc., complete. | [7 empty] | TOTAL COST OF MATERIAL | TOTAL COST OF MATERIAL + LABOUR
DB Makes:Legrand / Schneider / Siemens / L&T / Cabtree Xpro.
RCCB Makes: Legrand-DX3 / Schneider-Acti9 / Siemens / L&T Exora / Cabtree.
MCBs Makes: Legrand-DX3 / Schneider-Acti9 / Siemens / L&T Exora / Cabtree.
MATERIAL
| 2.17.1 b | 1 | Supply of 4 Way TPN DB Horizontal with IP 43 Protection as per IS:13032 and suitable for 12 Nos S.P. out goings and for 1 No 4 pole Incommer etc complete. | 1 | Nos | 1 | No | 6542 | 6542
DB Makes:Legrand / Schneider / Siemens / L&T / Cabtree Xpro.
| 2.9.1(f) | 2 | Supply of 40A 4 Pole RCCB 30mA. | 1 | Nos | 1 | No | 4341 | 4341
RCCB Makes: Legrand-DX3 / Schneider-Acti9 / Siemens / L&T Exora / Cabtree.
| 2.14.1 (a) | 3 | Supply of 6-32A 10KA SP MCB, C/D Curve ISI Mark. | 12 | Nos | 1 | No | 294 | 3528
MCBs Makes: Legrand-DX3 / Schneider-Acti9 / Siemens / L&T Exora / Cabtree.
|  |  | cost of material | [5 empty] | 14411
LABOUR
| L.R. CSOR No.5 | 4 | Skilled Electrician. | 0.5 | day | 1 | day | 660 | 330
| L.R. CSOR SS No.34 | 5 | Semi Skilled Electrician/Lineman Electric | 1 | day | 1 | day | 550 | 550
| L.R. CSOR SS No.34 | 6 | Lineman Electric / Helper | 1 | day | 1 | day | 550 | 550
|  |  | COST OF LABOUR | [5 empty] | 1430
|  |  | Add Muncipal Area Allowance @40 % | [5 empty] | 572
|  |  | Total Labour Rate | [5 empty] | 2002
|  |  | Total Material+ Labour cost | [5 empty] | 16413
|  |  | Add overheads @13.615% | [5 empty] | 2234.63
|  |  | Total rate | [5 empty] | 18647.6299
|  |  | Rounde to neaest 1.00 | [5 empty] | 18648
34 | 4.4.8 |  | Supply and fixing of 8 way VTPN IS:13032 with 1 No 125A FP MCCB and 4 Nos 63A 25kA ISI Marked C/D curveTP MCBs 4 Nos 40A 25kA ISI Marked C/D curveTP MCBs including alll connections and labour charges for Flush Mounting etc., complete. | [7 empty] | TOTAL COST OF MATERIAL | TOTAL COST OF MATERIAL + LABOUR
DB Makes:Legrand / Schneider / Siemens / L&T / Cabtree Xpro.
MCCB Makes: L&T- D shine / Schneider-NS NSX/Legrand -DP X3/ Siemens-3VL / Hager- h3/C&S -Winbreak.
MCBs Makes: Legrand-DX3 / Schneider-Acti9 / Siemens / L&T Exora / Cabtree.
MATERIAL
| 2.17.3( b ) | 1 | Supply of 8 Way VTPN DB suitable for accomodating 125 A 4 Pole MCCB as incomer and 4 Nos TP MCBs as outgoing and with IP 43 Protection. | 1 | Nos | 1 | No | 16458 | 16458
DB Makes:Legrand / Schneider / Siemens / L&T / Cabtree Xpro.
| 2.8.1 (d) | 2 | Supply of 125A 4 Pole MCCB, Adjustable, Confirms to IS/IEC 60947-2 having Breaking Capacity 25 KA with thermal magnetic release Panel Mounted. | 1 | Nos | 1 | No | 12486 | 12486
MCCB Makes: L&T- D shine / Schneider-NS NSX/Legrand -DP X3/ Siemens-3VL / Hager- h3/C&S -Winbreak.
| 2.14.1 ( f ) | 3 | Supply of 40-63A 10KA TP MCB, C/D Curve ISI Mark. | 8 | Nos | 1 | No | 2064 | 16512
MCBs Makes: Legrand-DX3 / Schneider-Acti9 / Siemens / L&T Exora / Cabtree.
|  |  | cost of material | [5 empty] | 45456
LABOUR
| L.R. CSOR No.5 | 4 | Skilled Electrician. | 1 | day | 1 | day | 660 | 660
| L.R. CSOR SS No.34 | 5 | Semi Skilled Electrician/Lineman Electric | 1 | day | 1 | day | 550 | 550
| L.R. CSOR SS No.34 | 6 | Lineman Electric / Helper | 1 | day | 1 | day | 550 | 550
|  |  | COST OF LABOUR | [5 empty] | 1760
|  |  | Add Muncipal Area Allowance @40 % | [5 empty] | 704
|  |  | Total Labour Rate | [5 empty] | 2464
|  |  | Total Material+ Labour cost | [5 empty] | 47920
|  |  | Add overheads @13.615% | [5 empty] | 6524.308
|  |  | Total rate | [5 empty] | 54444.308
|  |  | Rounde to neaest ten rupees | [5 empty] | 54444
35 | 4.4.9 |  | "Supply and fixing of sheet steel enclosure with 1 No 20A DP MCB 10 KA ISI Marked C/D curve including internal connection and labour charges for Flush Mounting etc., complete. For EV Chargings
Plug and Socket Makes:Legrand / Schneider / Siemens / L&T / Cabtree Xpro.
MCBs Makes: Legrand-DX3 / Schneider-Acti9 / Siemens / L&T Exora / Cabtree.
LABOUR
| L.R. CSOR No.5 | 1 | Skilled Electrician. | 0.25 | day | 1 | day | 660 | 165
| L.R. CSOR SS No.34 | 2 | Semi Skilled Electrician/Lineman Electric | 0.25 | day | 1 | day | 550 | 137.5
| L.R. CSOR SS No.34 | 3 | Lineman Electric / Helper | 0.25 | day | 1 | day | 550 | 137.5
|  |  | COST OF LABOUR FOR FULSH MOUNTING | [5 empty] | 440
|  |  | Add Muncipal Area Allowance @40 % | [5 empty] | 176
|  |  | Total Labour Rate | [5 empty] | 616
b) Material
| 2.17.11 (b) | 4 | Supply of DP MCB Metal Enclosure with IP 30 Protection. | 1 | No | 1 | each | 614 | 614
Makes:Legrand / Schneider / Siemens / L&T / Cabtree Xpro.
| 2.14.1 | 5 | Supply of 20A 10KA DP MCB, C/D Curve ISI Mark. | 1 | No | 1 | each | 872 | 872
MCBs Makes: Legrand-DX3 / Schneider-Acti9 / Siemens / L&T Exora / Cabtree.
|  |  | Cost of Material | [5 empty] | 1486
|  |  | Total Cost of Material + Labour Charges | [5 empty] | 2102
|  |  | Add overheads @13.615% | [5 empty] | 286.1873
|  |  | Total rate | [5 empty] | 2388.1873
|  |  | Rounded nearest to rupee | [5 empty] | 2388
36 | 4.4.9 |  | "Supply and fixing of out door sheet steel enclosure with 1 No 63A 4P isolator including internal connection and labour charges for Flush Mounting etc., complete. For HVAC ODUs
Legrand-DX3 / Schneider-Acti9 / Siemens / L&T Exora / Cabtree / Indo Asian / BCH
LABOUR
| L.R. CSOR No.5 | 1 | Skilled Electrician. | 0.25 | day | 1 | day | 660 | 165
| L.R. CSOR SS No.34 | 2 | Semi Skilled Electrician/Lineman Electric | 0.25 | day | 1 | day | 550 | 137.5
| L.R. CSOR SS No.34 | 3 | Lineman Electric / Helper | 0.25 | day | 1 | day | 550 | 137.5
|  |  | COST OF LABOUR FOR FULSH MOUNTING | [5 empty] | 440
|  |  | Add Muncipal Area Allowance @40 % | [5 empty] | 176
|  |  | Total Labour Rate | [5 empty] | 616
b) Material
| 2.17.11 (b) | 4 | Supply of 4P MCB Metal Enclosure with IP 30 Protection. | 1 | No | 1 | each | 614 | 614
Plug and Socket Makes:Legrand / Schneider / Siemens / L&T / Cabtree Xpro.
| 2.15.1 (g) | 5 | Supply of 63A 4P Isolator | 1 | No | 1 | each | 1304 | 1304
MCBs Makes: Legrand-DX3 / Schneider-Acti9 / Siemens / L&T Exora / Cabtree.
|  |  | Cost of Material | [5 empty] | 1918
|  |  | Total Cost of Material + Labour Charges | [5 empty] | 2534
|  |  | Add overheads @13.615% | [5 empty] | 345.0041
|  |  | Total rate | [5 empty] | 2879.0041
|  |  | Rounded nearest to rupee | [5 empty] | 2879
37 |  |  | Supply and Run of LAN Cable cat - 6 UTP cable of makes D Link / AMP / Molex / Legrand / Krone / Finolex / Polycab in existing pipe inlcuding all labour charges etc., complete as desired by the department (derived from Sd 3.1.2)
a) Labour charges :
| L.R. CSOR No.5 | 1 | Skilled Electrician. | 0.34 | day | 1 | day | 660 | 224.4
| L.R. CSOR SS No.34 | 2 | Semi Skilled Electrician/Lineman Electric | 1 | day | 1 | day | 550 | 550
| L.R. CSOR SS No.34 | 3 | Lineman Electric / Helper | 0.34 | day | 1 | day | 550 | 187
|  |  | Labour for 100 Mtr | [5 empty] | 961.4
|  |  | Add Muncipal Area Allowance @40 % | [5 empty] | 384.56
|  |  | Total Labour Rate | [5 empty] | 1345.96
|  |  | Labour for 1 Mtr | [5 empty] | 13.4596
b) Material
| 8.1.3 (a) | 4 | Supply of LAN Cable cat - 6 UTP cable. | 100 | Mtrs | 100 | Mtrs | 2415 | 2415
Makes : D Link / AMP / Molex / Legrand / Krone.
|  |  | Cost of Material Rate per Mtr= C/100 | [5 empty] | 24.15
|  |  | Total Cost of Material + Labour Charges | [5 empty] | 37.6096
|  |  | Add overheads @13.615% | [5 empty] | 5.1205
|  |  | Total rate | [5 empty] | 42.7301
|  |  | Rounde to neaest ten paise | [5 empty] | 42.7
38 | Derived from SD 2.1.4 |  | Supply and fixing of Cat 6 RJ-45 information outlets including duel face plate of makes D Link / AMP / Molex / Legrand / Krone on required size Modular Box with cover frame with connections including cost and conveyance of all material and all labour charges etc., complete in N.R.B.
a) Labour charges :
| L.R. CSOR No.5 | 1 | Skilled Electrician. | 0.033 | day | 1 | day | 660 | 21.78
| L.R. CSOR SS No.34 | 2 | Lineman Electric / Helper | 0.033 | day | 1 | day | 550 | 18.15
|  |  | Labour | [5 empty] | 39.93
|  |  | Add Muncipal Area Allowance @40 % | [5 empty] | 15.972
|  |  | Total Labour Rate | [5 empty] | 55.902
b) Material
| 8.1.4 | 3 | Supply of Cat 6 RJ-45 information outlets including duel face plate. | 1 | No | 1 | No | 351 | 351
Makes : D Link / AMP / Molex / Legrand / Krone.
| 1.3.1 (a) | 4 | Supply of 1 or 2 Module box. | 1 | No | 1 | No | 71 | 71
| 1.3.3 (a) | 5 | Supply of 1 or 2 module cover frame. | 1 | No | 1 | No | 70 | 70
Makes : Legrand Myrius / Million Tap-Wood / Anchor Roma viola / Havells Fabio / C&S Prime / CPL Vysma / Benlo Vesta / Polycab Levana
|  |  | Cost of Material | [5 empty] | 492
|  |  | Total Cost of Material + Labour Charges | [5 empty] | 547.902
|  |  | Add overheads @13.615% | [5 empty] | 74.5969
|  |  | Total rate | [5 empty] | 622.4989
|  |  | Rounded to Nearest whole number | [5 empty] | 622
39 | 8.1.7 ( a ) |  | Supply and fixing of 7 feet length moulded patch cord including accessories and all labour charges etc complete. Makes : D Link / AMP / Molex / Legrand / Krone. | 1 | No | 1 | No | 230 | 230
|  |  | Add overheads @13.615% | [5 empty] | 31.3145
|  |  | Total rate | [5 empty] | 227
40 | 8.1.7 ( b ) |  | Supply and fixing of 3 feet length moulded patch cord including accessories and all labour charges etc complete. Makes : D Link / AMP / Molex / Legrand / Krone. | 1 | No | 1 | No | 207 | 207
|  |  | Add overheads @13.615% | [5 empty] | 28.1831
|  |  | Total rate | [5 empty] | 205
41 | 8.1.5 ( b ) |  | Supply and fixing of 24 Port manageable switches including accessories and all labour charges etc complete. Makes : CISCO / Net Gear / HP / D link. | 1 | No | 1 | No | 6900 | 6900
|  |  | Add overheads @13.615% | [5 empty] | 939.435
|  |  | Total rate | [5 empty] | 6817
42 | 8.1.8 |  | Supply and fixing of 24 port patch panels including accessories and all labour charges etc complete. Makes : D Link / AMP / Molex / Legrand / Krone. | 1 | No | 1 | No | 6670 | 6670
|  |  | Add overheads @13.615% | [5 empty] | 908.1205
|  |  | Total rate | [5 empty] | 6590
43 | 8.1.12 ( d ) |  | Supply and fixing of 19" 15U wall mounting net work rack with power spike including accessories and all labour charges etc.complete. | 1 | No | 1 | No | 10038 | 10038
|  |  | Add overheads @13.615% | [5 empty] | 1366.6737
|  |  | Total rate | [5 empty] | 9917
44 | 8.1.12 ( b ) |  | Supply and fixing of 19" 9U wall mounting net work rack with power spike including accessories and all labour charges etc.complete. | 1 | No | 1 | No | 7605 | 7605
|  |  | Add overheads @13.615% | [5 empty] | 1035.4207
|  |  | Total rate | [5 empty] | 7513
45 | Derived from SD 3.1.2 |  | Supply and run of 2 pair telephone cable 0.5mm copper, in the existing PVC pipe including all labour charges etc complete.
a) Labour charges :
| L.R. CSOR No.5 | 1 | Skilled Electrician. | 0.34 | day | 1 | day | 660 | 224.4
| L.R. CSOR SS No.34 | 2 | Semi Skilled Electrician/Lineman Electric | 1 | day | 1 | day | 550 | 550
| L.R. CSOR SS No.34 | 3 | Lineman Electric / Helper | 0.34 | day | 1 | day | 550 | 187
|  |  | Labour for 100 Mtr | [5 empty] | 961.4
|  |  | Add Muncipal Area Allowance @40 % | [5 empty] | 384.56
|  |  | Total Labour Rate | [5 empty] | 1345.96
|  |  | Labour for 1 Mtr | [5 empty] | 13.4596
b) Material
| 8.1.1(a) | 4 | Supply of 2Pair telephone Copper wire. | 100 | Mtrs | 100 | Mtrs | 1047 | 1047
Makes : Finolex / Delton / Surabi / Polycab
|  |  | Cost of Material Rate per Mtr= C/100 | [5 empty] | 10.47
|  |  | Total Cost of Material + Labour Charges | [5 empty] | 23.9296
|  |  | Add overheads @13.615% | [5 empty] | 3.258
|  |  | Total rate | [5 empty] | 27.1876
|  |  | Rounde to neaest ten paise | [5 empty] | 27.2
46 | Derived from SD 3.1.2 |  | Supply and run of 20 Pair telephone Copper wire., in the existing PVC pipe including all labour charges etc complete.
a) Labour charges :
| L.R. CSOR No.5 | 1 | Skilled Electrician. | 0.34 | day | 1 | day | 660 | 224.4
| L.R. CSOR SS No.34 | 2 | Semi Skilled Electrician/Lineman Electric | 1 | day | 1 | day | 550 | 550
| L.R. CSOR SS No.34 | 3 | Lineman Electric / Helper | 0.34 | day | 1 | day | 550 | 187
|  |  | Labour for 100 Mtr | [5 empty] | 961.4
|  |  | Add Muncipal Area Allowance @40 % | [5 empty] | 384.56
|  |  | Total Labour Rate | [5 empty] | 1345.96
|  |  | Labour for 1 Mtr | [5 empty] | 13.4596
b) Material
| 8.1.1 (d) | 4 | Supply of 20 Pair telephone Copper wire. | 100 | Mtrs | 1 | Mtrs | 81 | 8100
Makes : Finolex / Delton / Surabi / Polycab.
|  |  | Cost of Material Rate per Mtr= C/100 | [5 empty] | 81
|  |  | Total Cost of Material + Labour Charges | [5 empty] | 94.4596
|  |  | Add overheads @13.615% | [5 empty] | 12.8607
|  |  | Total rate | [5 empty] | 107.3203
|  |  | Rounde to neaest ten paise | [5 empty] | 107.3
47 |  |  | Supply of 20 pair Telephone distribution box with back mount frame, krone connector, powder coated metal body with lock and key arrangement.
a) Labour charges : Derived from AC Socket Data
| L.R. CSOR No.5 | 1 | Skilled Electrician. | 0.25 | day | 1 | day | 660 | 165
| L.R. CSOR SS No.34 | 2 | Semi Skilled Electrician/Lineman Electric | 0.25 | day | 1 | day | 550 | 137.5
| L.R. CSOR SS No.34 | 3 | Lineman Electric / Helper | 0.25 | day | 1 | day | 550 | 137.5
|  |  | Labour for 1 No | [5 empty] | 440
|  |  | Add Muncipal Area Allowance @40 % | [5 empty] | 176
|  |  | Total Labour Rate | [5 empty] | 616
b) Material
| 8.1.2 ( b ) | 4 | Supply of 20 pair Telephone distribution box with back mount frame, krone connector, powder coated metal body with lock and key arrangement. | 1 | No | 1 | No | 1116 | 1116
|  |  | Cost of Material Rate per 1 No | [5 empty] | 1116
|  |  | Total Cost of Material + Labour Charges | [5 empty] | 1732
|  |  | Add overheads @13.615% | [5 empty] | 235.8118
|  |  | Total rate | [5 empty] | 1967.8118
|  |  | Rounded nearest to rupee | [5 empty] | 1968
48 |  |  | Supply of 100 pair Telephone distribution box with back mount frame, krone connector, powder coated metal body with lock and key arrangement.
a) Labour charges : Derived from AC Socket Data
| L.R. CSOR No.5 | 1 | Skilled Electrician. | 0.25 | day | 1 | day | 660 | 165
| L.R. CSOR SS No.34 | 2 | Semi Skilled Electrician/Lineman Electric | 0.25 | day | 1 | day | 550 | 137.5
| L.R. CSOR SS No.34 | 3 | Lineman Electric / Helper | 0.25 | day | 1 | day | 550 | 137.5
|  |  | Labour for 1 No | [5 empty] | 440
|  |  | Add Muncipal Area Allowance @40 % | [5 empty] | 176
|  |  | Total Labour Rate | [5 empty] | 616
b) Material
| 8.1.2 ( d ) | 4 | Supply of 100 pair Telephone distribution box with back mount frame, krone connector, powder coated metal body with lock and key arrangement. | 1 | No | 1 | No | 4184 | 4184
|  |  | Cost of Material Rate per 1 No | [5 empty] | 4184
|  |  | Total Cost of Material + Labour Charges | [5 empty] | 4800
|  |  | Add overheads @13.615% | [5 empty] | 653.52
|  |  | Total rate | [5 empty] | 5453.52
|  |  | Rounded nearest to rupee | [5 empty] | 5454
49 | Derived from SD 2.1.4 |  | Supply and fixing of Modular socket type Telephone jack with Connector. Makes : Legrand Myrius / Cabtree Thames Platinum / Million Logus / Gold Medal Curve / Anchor Roma viola / on required size Modular Box with cover frame with connections including cost and conveyance of all material and all labour charges etc., complete in N.R.B.
a) Labour charges :
| L.R. CSOR No.5 | 1 | Skilled Electrician. | 0.033 | day | 1 | day | 660 | 21.78
| L.R. CSOR SS No.34 | 2 | Lineman Electric / Helper | 0.033 | day | 1 | day | 550 | 18.15
|  |  | Labour | [5 empty] | 39.93
|  |  | Add Muncipal Area Allowance @40 % | [5 empty] | 15.972
|  |  | Total Labour Rate | [5 empty] | 55.902
b) Material
| 1.9.2 ( o ) | 3 | Supply of Modular socket type Telephone jack with Connector. | 1 | No | 1 | No | 83 | 83
Makes : Legrand Myrius / Cabtree Thames Platinum / Million Logus / Gold Medal Curve / Anchor Roma viola / CPL.
| 1.3.3 ( a ) | 4 | Supply of 1 or 2 Modular Cover Frame. | 1 | No | 1 | No | 71 | 71
Legrand Myrius /Goldmedal Curve/ Anchor Roma viola / Havells Fabio / Panasonic Vision / Polycab Levana.
| 1.3.1 ( a ) | 5 | Supply of 1 or 2 Module box. | 1 | No | 1 | No | 70 | 70
|  |  | Cost of Material | [5 empty] | 224
|  |  | Total Cost of Material + Labour Charges | [5 empty] | 279.902
|  |  | Add overheads @13.615% | [5 empty] | 38.1087
|  |  | Total rate | [5 empty] | 318.0107
|  |  | Rounded to Nearest whole number | [5 empty] | 318
50 | 12.1.1 |  | Supply, Transportation and installation of 15KVA / 312V DC on line UPS system IGBT based rectifier with input power factor correction 32 bit microprocessor based with isolation transformers double conversion, SNMP controls, LCD display, Pure sine wave out put, with auto static switch three phase input / Three phase output and modular structure for better thermal technology / cooling facility, with warranty up to three years. Makes: APC / Numeric / Emerson / Fuji Electric | 1 | No | 1 | No | 165000 | 165000
|  |  | Add overheads @13.615% | [5 empty] | 22464.75
|  |  | Total rate | [5 empty] | 187464.75
|  |  | Rounded to Nearest whole number | [5 empty] | 187465
51 | 12.1.1 |  | Supply and installation of 1400VA,24VDC home UPS system pure sine wave out put, single phase input / Single phase output. Makes: Servomax / Top Power / AmarRaja / Samhitha / Microtech / Excide / Sucom / Fuji Electric | 1 | No | 1 | No | 165000 | 165000
|  |  | Add overheads @13.615% | [5 empty] | 22464.75
|  |  | Total rate | [5 empty] | 187464.75
|  |  | Rounded to Nearest whole number | [5 empty] | 187465
52 |  |  | Supply and fixing of 12V 100 AH SMF battery including wire leads Makes : Quanta / Racket / Exide.
| 12.2.2 ( b ) |  | Supply of 12V 100 AH SMF battery including wire leads | 1 | No | 1 | No | 9680 | 9680
Makes : Quanta / Racket / Exide.
|  |  | Add overheads @13.615% | [5 empty] | 1317.932
|  |  | Total rate | [5 empty] | 10997.932
|  |  | Rounded to Nearest whole number | [5 empty] | 10998
53 | 12.2.1 (C ) |  | Supply and providing of UPS cum battery rack 20batteries | 1 | No | 1 | No | 5060 | 5060
|  |  | Add overheads @13.615% | [5 empty] | 688.919
|  |  | Total rate | [5 empty] | 5748.919
|  |  | Rounded to Nearest whole number | [5 empty] | 5749
54 | 12.2.1 (a ) |  | Supply and providing of UPS cum battery rack upto 4 batteries | 1 | No | 1 | No | 1485 | 1485
|  |  | Add overheads @13.615% | [5 empty] | 202.1827
|  |  | Total rate | [5 empty] | 1687.1827
|  |  | Rounded to Nearest whole number | [5 empty] | 1687

## EXTERNAL EI DATAS (hidden)
EXTERNAL E.I. & PANELS DATAS
[10 empty] | Skiled | 660 | 520 | Mazdoor
[10 empty] | Semi | 550
[10 empty] | Helper | 550
DATA NO | SD / SOR CODE |  | Description | Qty |  | Unit |  | Rate | Amount
EXTERNAL E.I. AND PANEL DATAS WITH SOR - 2022-23
55 | 7.16.10 |  | Supply,transpotation,installation,testing and commissioning of HT INDOOR type single panel switchgear with VCB of floor mounted, metal clad 11KV, 630A, not less than 16 KA (350 / 500 MVA) VCB Panel, with 1No VCBs totally enclosed and horizantal drawout type, horizontal isolation type breaker as per IS 13118 as amended upto date and additional specifications having capacities as mentioned below , single break trip free mechanism, motorised/manually charged and auto manually closing breaker suitable for use on 12KV,3phase,50HZ AC supply with self contained fully interlocked rackin and rackout mechanism air insulated allumium Busbars of 630A capacity, Breaker featured with ON/OFF indicator with hand trip device, spring relief coil, shunt trip coil and auxillary switch of 6NO + 6NC and equiped with following switchgears and accessories incomming connections suitable for 3x95Sqmm XLPE 11KV Cable as required etc complete with adaptor box for outgoing termination.Makes: Kirloskar / Schneider / Siemens / Crompton Greaves / ABB INCOMING : 11KV, 630A,not less than ---- - KA VCB - 1No. POTENTIAL TRANSFORMER : 11000 / 110 Volts PT, Class 1 accuracy, 100 VA burden with HT/LT fuses. Makes: ECS / SILKANS / PRAGATHI / NARAYAN POWER TECH or EQVT - 1 No Digital Voltmeter 0-15KV along with Selector switch and protection fuses/MCB for HT metering upto 15KV on incoming side -1No Makes: CONZERV / ELMEASURE or EQVT Dual core dual ratio Current transformers with 50 -- 300 A / 5 amp, 15VA burden and accuracy class 1 for metering & class 5P10 for protection of makes ECS / SILKANS / PRAGATHI / NARAYAN POWER TECH -3Nos 0-300A Digital Type Ammeter with selector switch -1No Makes : CONZERV / ELMEASURE or EQVT Microprocessor based non directional combined 2 over current & one earth fault relay -1No Makes: EASUN REYROLLE or equivalent POWER PACK: Supply, Installation, testing | 1 | Nos | 1 | No | 585640 | 585640
and commissioning of Power pack with 230V input and 110V DC continuous out put suitable for closing / tripping / indication of VCB with 2.5sqmm FRLS copper cable etc as required. Master trip relay-1No Makes: EASUN REYROLLE or equivalent (Makes) Three element transformer fault auxilary relay - 2 Nos Makes: EASUN REYROLLE or equivalent Breaker control switch-1No Makes: Switron or equivalent Local / Remote switch-1No Makes: Switron or equivalent Indicating lamps-1set Makes: Vaishnov or equivalent Reputed brand Space heater & thermostat -2Nos Makes: Eltek or equivalent MCB's of suitable current rating - 3 Nos Anti pumping relay -1No Makes: Reputed brand with ISI mark Electrionic Audio alarm system with hooter -1No Makes : Reputed brand Auxiliary plug & socket of 230VAC/10A - 1No Makes: Reputed brand with ISI mark Panel illumination lamp 230V/40W -1No Makes: Reputed brand with ISI mark
|  |  | Total Cost of Material + Labour Charges | [5 empty] | 585640
|  |  | Add Contractors Profit | 0.13615 |  |  |  |  | 79734.886
[8 empty] | TOTAL: | 665374.886
|  |  | Rounded to neaest one rupee |  |  |  |  | Or say | 665375
500 KVA TRANSFORMER
56 | 7.16.2 (d) |  | Supply, Transportation, Installation, Testing and Commissioning of 500KVA TRANSFORMER with all test reports. The Transformer shall be designed and manufactured as per IS:1180 OCTC with level-II with initial filling of oil as per IS 335-1993. The basic details of the Transformer are as under. Makes: Kirloskar / PETE / Esennar / Voltamp / Crompton / ABB / Schneider. | 1 | Nos | 1 | No | 1502598 | 1502598
1. Quantity : 1 2. Rated KVA : 500KVA 3. Service & Location: Continuous Outdoor Distribution Transformer 4. Mounting : Plinth. 5. Wound : Copper Double wound 6. Type : Core type oil immersed 7. Cooling :ONAN 8. Temp Rise : 40⁰C in oil, 45⁰C by resistance 9. Vector Group: Dyn 11 10. Primary Connection : Delta 11. Nominal Voltage / Current : 11KV/16A 12. Highest system Voltage: 12000V 13. Primary Frequency :50 HZ +/- 3% 14. Number of Phases : 3 15. Primary wires: 3 16. Secondary connection : Star 17. Secondary Volts / Current : 415V 18. Secondary phases : 3 19. Secondary wires: 4 20. Taps on primary winding for primary voltage variation : +5% to - 10% in steps of 2.5% of 7 position (6 Steps)
21. Terminal arrangement. a.HV: HT terminal box as per the siteCondition. b. LV: Cable box suitable to receive 300 Sq.mm XLPE cable 22. LV:One separate terminal for earthing. 23. Total Losses at 50% Loading [Watts] [Max] as per IS 24. Total Losses at 100% Loading [Watts] [Max] as per IS 25.Percentage Impedance at 75 deg. C at 5 as per IS (As per Design ) 26. No Load current: Less than 2% of full load current.
27. Standrad Fittings & Accessories. a. Rating and terminal marking plate: One b. Lifting Lugs:Two c. Off-circuit tap switch :One d. Earthing Terminals :Two e. Radiators ( Attachable):Adequate f. Explosion vent with Diaphragm :One g. Conservator with Drain plug:one h. Oil filling hole with cap :One i. Oil level indicator : One j. Dehydrating Silicagel Breather : One k. Terminal Arrangement: HV With Treminal Box l. Terminal Arrangement : LV Cable Box m. Separate Neutral Bushing : One n. Filter valve with blanking plate : One o. Drain cum filter valve with blanking plate : One p. Air release device : One q. Thermometer Pocket : One r. Four :Unidirectional flat rollers s. One :10Cm dial thermometer(Rigid stem type)
|  |  | Total Cost of Material + Labour Charges | [5 empty] | 1502598
|  |  | Add Contractors Profit | 0.13615 |  |  |  |  | 204578.7177
[8 empty] | TOTAL: | 1707176.7177
|  |  | Rounded to neaest one rupee |  |  |  |  | Or say | 1707177
320KVA GENERATOR SET
57 | 11.1.3a |  | Supply, Transportation, erection and commissioning (Excluding Foundation) of 3 Phase, 415, 50Hz, water cooled multi cylinder diesel generator set with alternator of 315KVA out put contineous rating directly coupled Engine and Alternator with guard and mounted on a common base plate of Robust construction and complete with AMF panel having IP-52 protection, Acoustic Enclosure as per CPCB norms , sound absorbing material, to restrict sound level up to 75 dB up to 1 mtr distance and as per CPCB norms etc as per following specifications mentioned below. | 1 | Nos | 1 | No | 3234404 | 3234404
A . Alternator : Kirloskar / Stamford / Crompton Greaves / Leroy Somer make. The alternator of the output rating shall be 3 Phase, 415V, 50Hz, Ac , 0.8 P.F. lagging at 1500 RPM. The alternator is self excited, self regulated, and shall confirm to IS:13364 of 1992 with regulation of +5% from no load to full load. degree of protections shall be IP21.
B .Diesel Engine : Kirloskar / Cummins / Mahindra & Mahindra / Greaves Cotton / Eicher / Ashok Leyland Diesel Engine start, developing suitable 380BHP output at 1500 RPM with mechanical / electronic governing so as to enable the alternator to give 320KVA continuous output at 0.8 P.F. lagging at NTP conditions. The diesel engine shall be capable of providing 10% O/L for 1 Hr for every 11 Hrs of continuous running at full load. The engine with 1st filling of oil and Diesel etc. 01. Exhaust pipe of required size and length with insulation or clading. 02. Diesel tank suitable for 8 to 12 Hours running capacity. 03. Residential Silencer. 04. SMF Batteries with leads as per the Manufacturer standards
C. AMF Control Panel:- AMF control panel shall be fabricated with 16SWG CRCA sheet shall be totally enclosed with dust and Vermin proof, floor mounted / wall mounted type and shall be comprising the following. 01. Voltmeter with selector switch. 02. 4 Pole MCCB incomer of 630 A rating of Schenieder / L&T make for EB and DG . 03. Ammeter with selector switch with CTs. 04. PF Meter and frequency Meter. 05. Indicator lamps (set Run, Load ON) with fuses. 06. KWH Meter of required rating. 07. Set of control fuses and current transformer. 08. Input Terminal board and output Terminal Board. 09. Battery charger with transformer rectifier unit. 10. Alternator supply air break contactor of L&T make. 11. Main supply air break contactor of L&T make. 12. Audio Visual announciation . 13. Main supply voltage set of control relays and timers with one mode selector switch, set of push buttons. 14.Control cable up to 15 Mtrs 2.5Sqmm 6 Core
|  |  | Total Cost of Material + Labour Charges | [5 empty] | 3234404
|  |  | Add Contractors Profit | 0.13615 |  |  |  |  | 440364.1046
[8 empty] | TOTAL: | 3674768.1046
|  |  | Rounded to neaest one rupee |  |  |  |  | Or say | 3674768
58 | 7.16.7 |  | Providing independent earthing for Important equipment with 40mm dia 'B' class 2.5m long G.I pipe and 19mm dia 'B' class G.I pipe of 0.3mtr. long connected with reducer providing G.I funnel with mesh enclosed in C.C/ brick massonry chamber of 450m x 450m x 400mm with R.C.C. Slab cover duly providing staggered holes filling with 20Kg Salt and 40Kg Charcoal or 40Kg bentonite powder from the bottom of the pipe giving earth connection from electrode through G.I strip of 40 x 6mm x 200mm length with all accessories and labour charges complete, as per IS specifications 732/1982 (Part II) | 1 | No | 1 | No | 5836 | 5836
|  |  | Total Cost of Material + Labour Charges | [5 empty] | 5836
|  |  | Add Contractors Profit | 0.13615 |  |  |  |  | 794.5714
[8 empty] | TOTAL: | 6630.5714
|  |  | Rounded to neaest one rupee |  |  |  |  | Or say | 5525
59 | 7.16.8 |  | Providing independent earthing by exacavating a pit to a depth of 2.25Mtr in all soils as per size specified in the data for Sophisticated Electronic equipment with 600mm x 600mm x 3.15mm thick copper plate rigidly fixed to 19mm dia 'B' Class G.I Pipe of 2.5Mtr lengthwith funnel as per National Electric Code and earth connection from electrode GI strip of 40mm x 5mm x 200mm length to be bolted with nut bolts to G.I.pipe including 25mm x 3mm copper strip of 6Mtrs length connected from plate to GI strip including filling with 20Kg Salt and 40Kg Charcoal or 40Kg bentonite powder from the bottom of the pipe and providing CC / Brick massonry chamber 450mmX450mmX400mm and covered with R.C.C. Slab including all accessories and labour charges etc complete as per IS specification 732/1982 (Part II). | 1 | No | 1 | No | 16670 | 16670
|  |  | Total Cost of Material + Labour Charges | [5 empty] | 16670
|  |  | Add Contractors Profit | 0.13615 |  |  |  |  | 2269.6205
[8 empty] | TOTAL: | 18939.6205
|  |  | Rounded to neaest one rupee |  |  |  |  | Or say | 15780
60 | 5.2.5 |  | Supply and Run of 25mm x 6mm G.I Strip including cost of all accessories and labour charges etc., complete. (1.18Kgs/1Mtr)
a) Labour charges :
| L.R. CSOR No.5 | 1 | Skilled Electrician | 2 | day | 1 | day | 660 | 1320
| L.R. CSOR SS No.34 | 2 | Lineman Electric / Helper | 2 | day | 1 | day | 550 | 1100
|  |  | Labour for 100 Mtrs | [5 empty] | 2420
|  |  | Add Muncipal Area Allowance @40 % | [5 empty] | 968
|  |  | Total Labour Rate | [5 empty] | 3388
|  |  | Labour for 1 Mtr | [5 empty] | 33.88
b) Material
| 9.3.6 | 3 | G.I. Strip / Plate / Wire (per K. G) | 118 | Kgs | 1 | Kg | 93 | 10974
|  | 4 | Sundries.
|  |  | Cost of Material for 100 Metres | [5 empty] | 10974
|  |  | Cost of Material Rate per Mtr= C/100 | [5 empty] | 109.74
|  |  | Total Cost of Material + Labour Charges | [5 empty] | 143.6
|  |  | Add Contractors Profit | 0.13615 |  |  |  |  | 19.5511
[8 empty] | TOTAL: | 163.1511
|  |  | Rounded to neaest one rupee |  |  |  |  | Or say | 163
61 | 5.2.7 |  | Supply and Run of 50mm x 6mm G.I Strip including cost of all accessories and labour charges etc., complete. (2.36Kgs/1Mtr)
a) Labour charges :
| L.R. CSOR No.5 | 1 | Skilled Electrician | 2 | day | 1 | day | 660 | 1320
| L.R. CSOR SS No.34 | 2 | Lineman Electric / Helper | 2 | day | 1 | day | 550 | 1100
|  |  | Labour for 100 Mtrs | [5 empty] | 2420
|  |  | Add Muncipal Area Allowance @40 % | [5 empty] | 968
|  |  | Total Labour Rate | [5 empty] | 3388
|  |  | Labour for 1 Mtr | [5 empty] | 33.88
b) Material
| 9.3.6 | 3 | G.I. Strip / Plate / Wire (per K. G). | 236 | Kgs | 1 | Kg | 93 | 21948
|  | 4 | Sundries.
|  |  | Cost of Material for 100 Metres | [5 empty] | 21948
|  |  | Cost of Material Rate per Mtr= C/100 | [5 empty] | 219.48
|  |  | Total Cost of Material + Labour Charges | [5 empty] | 253.3
|  |  | Add Contractors Profit | 0.13615 |  |  |  |  | 34.4868
[8 empty] | TOTAL: | 287.7868
|  |  | Rounded to neaest one rupee |  |  |  |  | Or say | 288
62 | 5.3.4x2 |  | Supply and Run of 25mm x 6mm copper strip (Cuurrent Carrying Capacity 350A) including cost of all accessories and labour charges etc., complete. (1.34Kgs/1Mtr)
a) Labour charges :
| L.R. CSOR No.5 | 1 | Skilled Electrician | 2 | day | 1 | day | 660 | 1320
| L.R. CSOR SS No.34 | 2 | Lineman Electric / Helper | 2 | day | 1 | day | 550 | 1100
|  |  | Labour for 100 Mtrs | [5 empty] | 2420
|  |  | Add Muncipal Area Allowance @40 % | [5 empty] | 968
|  |  | Total Labour Rate | [5 empty] | 3388
|  |  | Labour for 1 Mtr | [5 empty] | 33.88
b) Material
| 9.3.1 | 3 | Copper plate / Copper strip (Per K.G). | 134 | Kgs | 1 | Kg | 994 | 133196
|  | 4 | Sundries.
|  |  | Cost of Material for 100 Metres | [5 empty] | 133196
|  |  | Cost of Material Rate per Mtr= C/100 | [5 empty] | 1331.96
|  |  | Total Cost of Material + Labour Charges | [5 empty] | 1365.8
|  |  | Add Contractors Profit | 0.13615 |  |  |  |  | 185.9537
[8 empty] | TOTAL: | 1551.7537
|  |  | Rounded to neaest one rupee |  |  |  |  | Or say | 1552
63 | 5.2.1 |  | Supply and Run of No.8 SWG G.I wire including cost of all accessories and labour charges etc., complete. (0.104Kgs/1Mtr)
a) Labour charges :
| L.R. CSOR SS No.34 | 1 | Lineman Electric / Helper | 2 | day | 1 | day | 550 | 1100
|  |  | Labour for 100 Mtrs | [5 empty] | 1100
|  |  | Add Muncipal Area Allowance @40 % | [5 empty] | 440
|  |  | Total Labour Rate | [5 empty] | 1540
|  |  | Labour for 1 Mtr | [5 empty] | 15.4
b) Material
| 9.3.6 | 2 | G.I. Strip / Plate / Wire (per K. G). | 10.4 | Kgs | 1 | Kg | 93 | 967.2
| 9.1.4 | 3 | U Nails. | 150 | Nos | 100 | Nos | 42 | 63
|  | 4 | Sundries.
|  |  | Cost of Material for 100 Metres | [5 empty] | 1030.2
|  |  | Cost of Material Rate per Mtr= C/100 | [5 empty] | 10.302
|  |  | Total Cost of Material + Labour Charges | [5 empty] | 25.7
|  |  | Add Contractors Profit | 0.13615 |  |  |  |  | 3.4991
[8 empty] | TOTAL: | 29.1991
|  |  | Rounded to neaest ten paise |  |  |  |  | Or say | 29
64 |  |  | Isolation Panel (Transformer Secondery side)
| 2.11.1 | 1 | Supply of 800A 4 Pole, 50kA Air Circuit Breaker electrically drawout Confirms to IS 13947-2, IEC 60947-2 and BS-EN 60947 with Micro processer based having over load, shot circuit and earth fault protection. | 1 | Nos | 1 | No | 249645 | 249645
Makes : Siemens / L&T / Schneider
| 2.8.1 (g) | 2 | Supply of 250A 4 Pole MCCB, Adjustable, Confirms to IS/IEC 60947-2 having Breaking Capacity 36/35 KA with thermal magnetic release Panel Mounted. | 1 | Nos | 1 | No | 29878 | 29878
Makes : L&T / Schneider / Siemens / Legrand / Hager.
Metering
| 7.14.1 | 3 | Supply and erection of 0-500V volt Digital meter of size 96x96mm on exisiting box / panel board including connections etc., complete. | 1 | Nos | 1 | No | 2200 | 2200
MAKES : CONZERVE / ELMEASURE / L&T / SEIMENS / HPL.
| 7.14.2 | 4 | Supply and erection of 0-1000A Digital Ammeter of size 96x96mm on existing box / panel board including connections etc., complete. | 1 | Nos | 1 | No | 2200 | 2200
MAKES : CONZERVE / ELMEASURE / L&T / SEIMENS / HPL.
| 7.14.6 (a) | 5 | Supply and erection of selector switch for Ammeter on the existing box / panel including connections etc., complete. | 1 | Nos | 1 | No | 193 | 193
Makes : L&T / C&S / SALZAR / HPL MAKE.
| 7.14.6 (a) | 6 | Supply and erection of selector switch for voltmeter on the existing box / panel including connections etc., complete. | 1 | Nos | 1 | No | 193 | 193
Makes : L&T / C&S / SALZAR / HPL MAKE.
| 7.14.6 (b) | 7 | Supply and erection of LED indication lamps on the existing panel board. | 3 | Nos | 1 | No | 149 | 447
Makes : L&T / C&S / SALZAR / HPL MAKE.
| 7.14.7 | 8 | Supply and erection of LT current transformer with bar primary 800 / 5A ratio in the existing panel including connections etc., complete. | 3 | Nos | 1 | No | 484 | 1452
MAKE : KAPPA
Out Going feeders:
| 2.8.1 (n) | 9 | Supply of 800A 3 Pole MCCB, Adjustable, Confirms to IS/IEC 60947-2 having Breaking Capacity 50 KA with thermal magnetic release Panel Mounted. | 1 | Nos | 1 | No | 88596 | 88596
| 2.8.1 (c) | 10 | Supply of 125A 3 Pole MCCB, Adjustable, Confirms to IS/IEC 60947-2 having Breaking Capacity 36/35 KA with thermal magnetic release Panel Mounted. | 1 | Nos | 1 | No | 10325 | 10325
Makes : L&T / Schneider / Siemens / Legrand / Hager.
Fabrication Panel size(1.215x1.9x0.9)
|  |  | F&B partions=1.215*1.9*4= | 9.234 | Sq Mtrs
|  |  | Sides & middle vertical partitions=1.9*0.9*2= | 3.42 | Sq Mtrs
|  |  | Other vertical partitions=1.6*0.45*1= | 0.72 | Sq Mtrs
|  |  | Top, Bottom & bus partions=1.215*0.9*3= | 3.2805 | Sq Mtrs
|  |  | Horizontal partitions=0.6*0.45*2 | 0.54 | Sq Mtrs
|  |  | Horizontal partitions=0.55*0.45*2` | 0.495 | Sq Mtrs
|  |  | Subtotal | 17.6895 | Sq Mtrs
|  |  | 10 % Wastage : - ……….Sq.Mtr. | 1.769 | Sq Mtrs
| 7.13.1 (b) | 11 | Total | 19.4584 | Sq Mtrs | 1 | Sq Mtr | 4770 | 92816.8065
Bus Bar Details :- Alluminium
|  |  | For Phases((60x10x2.8x2.7x2)/1000)*3 | 27.216
|  |  | For neutral ((60x10x2.8x2.7x1)/1000)*1 | 4.536
|  |  | Aluminium Links for Panels | 5
| 9.3.4 | 12 | Total | 36.752 | Kgs | 1 | Kg | 387 | 14223.024
|  |  | Sub-Total 1 | [5 empty] | 492168.8305
Insulators:
| 9.4.4 | 13 | Sleves for Bus Bars = 7*2.8= 19.6 mts | 19.6 | Rmt | 1 | RM | 30 | 588
| 1.5.6 | 14 | 10Sqmm copper wire from Bus bar to switch connection | 10 | Rmt | 1 | RM | 134 | 1340
| 9.1.27 | 15 | Base frame 75X50mm(2x(1.215+.9)*6.1KG/MTR) | 25.803 | Kgs | 1 | Kg | 85 | 2193.255
|  |  | Sub-Total 2 | [5 empty] | 4121.255
| LS | 16 | For Phases & Nutral total=4x 5=20 Nos | 20 | Nos | 1 | No | 50 | 1000
| LS | 17 | Control wiring for metering , Interlocking etc | 1 | Job | 1 | Job | 5000 | 5000 |  |  |  | 27.2
| LS | 18 | Labour charges for errection of switch gears in panel | 3 | Nos | 1 | No | 500 | 1500
|  | 19 | Transportation @ 2%. | [5 empty] | 9925.8017
|  | 20 | Labour charges to installation, Testing and Commissioing of Panel including nuts and bolts, inter locking 5% | [5 empty] | 24814.5043
|  |  | Sub-Total 3 | [5 empty] | 41240.306
|  |  | Add Contractors Profit on SOR items | 0.13615 |  |  |  |  | 67569.8951
|  |  | Grand Total | [5 empty] | 605100.2866
605100
65 |  |  | MAIN POWER PANEL
| 2.11.1 | 1 | Supply of 800A 4 Pole, 50kA Air Circuit Breaker electrically drawout Confirms to IS 13947-2, IEC 60947-2 and BS-EN 60947 with Micro processer based having over load, shot circuit and earth fault protection. | 1 | Nos | 1 | No | 249645 | 249645
| 2.11.1 | 1a | Supply of 630A 4 Pole, 50kA Air Circuit Breaker electrically drawout Confirms to IS 13947-2, IEC 60947-2 and BS-EN 60947 with Micro processer based having over load, shot circuit and earth fault protection. | 1 | Nos | 1 | No | 177820 | 177820
Makes : Siemens / L&T / Schneider
| 7.14.1 | 2 | Supply and erection of 0-500V volt Digital meter of size 96x96mm on exisiting box / panel board including connections etc., complete. | 2 | Nos | 1 | No | 2200 | 4400
MAKES : CONZERVE / ELMEASURE / L&T / SEIMENS / HPL.
| 7.14.2 | 3 | Supply and erection of 0-1000A Digital Ammeter of size 96x96mm on existing box / panel board including connections etc., complete. | 2 | Nos | 1 | No | 2200 | 4400
MAKES : CONZERVE / ELMEASURE / L&T / SEIMENS / HPL.
| 7.14.6 (a) | 4 | Supply and erection of selector switch for Ammeter on the existing box / panel including connections etc., complete. | 2 | Nos | 1 | No | 193 | 386
Makes : L&T / C&S / SALZAR / HPL MAKE.
| 7.14.6 (a) | 5 | Supply and erection of selector switch for voltmeter on the existing box / panel including connections etc., complete. | 2 | Nos | 1 | No | 193 | 386
Makes : L&T / C&S / SALZAR / HPL MAKE.
| 7.14.6 (b) | 6 | Supply and erection of LED indication lamps on the existing panel board. | 6 | Nos | 1 | No | 149 | 894
Makes : L&T / C&S / SALZAR / HPL MAKE.
| 7.14.7 | 7 | Supply and erection of LT current transformer with bar primary 800 / 5A ratio in the existing panel including connections etc., complete. | 6 | Nos | 1 | No | 484 | 2904
MAKE : KAPPA
Out Going feeders:
| 2.8.1 (g) | 8 | Supply of 250A 3 Pole MCCB, Adjustable, Confirms to IS/IEC 60947-2 having Breaking Capacity 36/35 KA with thermal magnetic release Panel Mounted. | 10 | Nos | 1 | No | 23000 | 230000
Makes : L&T / Schneider / Siemens / Legrand / Hager.
| 2.8.1 (c) | 9 | Supply of 125A 3 Pole MCCB, Adjustable, Confirms to IS/IEC 60947-2 having Breaking Capacity 25 KA with thermal magnetic release Panel Mounted. | 4 | Nos | 1 | No | 10325 | 41300
Makes : L&T / Schneider / Siemens / Legrand / Hager.
Fabrication Panel size(3.45x1.9x0.9)
|  |  | F&B partions=3.45*1.9*3= | 19.665 | Sq Mtrs
|  |  | Sides & middle vertical partitions=1.9*0.9*3= | 5.13 | Sq Mtrs
|  |  | Other vertical partitions=1.6*0.45*7= | 5.04 | Sq Mtrs
|  |  | Top, Bottom & bus partions=3.45*0.9*3= | 9.315 | Sq Mtrs
|  |  | Horizontal partitions=0.6*0.45*4 | 1.08 | Sq Mtrs
|  |  | Horizontal partitions=0.55*0.45*12` | 2.97 | Sq Mtrs
|  |  | Subtotal | 43.2 | Sq Mtrs
|  |  | 10 % Wastage : - ……….Sq.Mtr. | 4.32 | Sq Mtrs
| 7.13.1 (b) | 10 | Total | 47.52 | Sq Mtrs | 1 | Sq Mtr | 4770 | 226670.4
Bus Bar Details :- Alluminium
|  |  | For Phases((60x10x10.8x2.7x2)/1000)*3 | 104.976
|  |  | For neutral ((60x10x10.8x2.7x1)/1000)*1 | 17.496
|  |  | Aluminium Links for Panels | 15
| 9.3.4 | 11 | Total | 137.472 | Kgs | 1 | Kg | 387 | 53201.664
|  |  | Sub-Total 1 | [5 empty] | 992007.064
Insulators:
| 9.4.4 | 12 | Sleves for Bus Bars = 7*10.8= 75.6 mts | 75.6 | Rmt | 1 | RM | 30 | 2268
| 1.5.6 |  | 10Sqmm copper wire from Bus bar to switch connection | 50 | Rmt | 1 | RM | 134 | 6700
| 9.1.27 | 13 | Base frame 75X50mm(2x(3.45+.9)*6.1KG/MTR) | 53.07 | Kgs | 1 | Kg | 85 | 4510.95
|  |  | Sub-Total 2 | [5 empty] | 13478.95
| LS | 14 | For Phases & Nutral total=4x 24=96 Nos | 96 | Nos | 1 | No | 50 | 4800
| LS | 15 | Control wiring for metering , Interlocking etc | 1 | Job | 1 | Job | 5000 | 5000 |  |  |  | 27.2
| LS | 16 | Labour charges for errection of switch gears in panel | 16 | Nos | 1 | No | 500 | 8000
|  | 17 | Transportation @ 2%. | [5 empty] | 20109.7203
|  | 18 | Labour charges to installation, Testing and Commissioing of Panel including nuts and bolts, inter locking 5% | [5 empty] | 50274.3007
|  |  | Sub-Total 3 | [5 empty] | 70384.021
|  |  | Add Contractors Profit on SOR items | 0.13615 |  |  |  |  | 136896.9208
|  |  | Grand Total | [5 empty] | 1212766.9558
1212767
66 |  |  | APFC PANEL - 165 KVAR
| 2.8.1 (j) | 1 | Supply of 250A 4 Pole MCCB, Adjustable, Confirms to IS/IEC 60947-2 having Breaking Capacity 35/36 KA with thermal magnetic release Panel Mounted | 1 | Nos | 1 | No | 29878 | 29878
Makes : L&T / Schneider / Siemens / Legrand / Hager.
Metering Set:
| 7.14.1 | 2 | Supply and erection of 0-500V volt Digital meter of size 96x96mm on exisiting box / panel board including connections etc., complete. | 1 | Nos | 1 | No | 2200 | 2200
MAKES : CONZERVE / ELMEASURE / L&T / SEIMENS / HPL.
| 7.14.2 | 3 | Supply and erection of 0-250A Digital Ammeter of size 96x96mm on existing box / panel board including connections etc., complete. | 1 | Nos | 1 | No | 2200 | 2200
MAKES : CONZERVE / ELMEASURE / L&T / SEIMENS / HPL.
| 7.14.6 (a) | 4 | Supply and erection of selector switch for Ammeter on the existing box / panel including connections etc., complete. | 1 | Nos | 1 | No | 193 | 193
Makes : L&T / C&S / SALZAR / HPL MAKE.
| 7.14.6 (a) | 5 | Supply and erection of selector switch for voltmeter on the existing box / panel including connections etc., complete. | 1 | Nos | 1 | No | 193 | 193
Makes : L&T / C&S / SALZAR / HPL MAKE.
| 7.14.6 (b) | 6 | Supply and erection of LED indication lamps on the existing panel board. | 3 | Nos | 1 | No | 149 | 447
Makes : L&T / C&S / SALZAR / HPL MAKE.
| 7.14.7 | 7 | Supply and erection of LT current transformer with bar primary 250 / 5A ratio in the existing panel including connections etc., complete. | 3 | Nos | 1 | No | 484 | 1452
MAKE : KAPPA
|  | 8 | 32A Bakelite fuse units with HRC fuse links (A.R.) | 3 | Nos | 1 | No | 196 | 588
| 7.14.9 (b) | 9 | Supply and fixing of 12 Stage APFC Relay with connections suitable CTs sensing from main bus bar of main panel. | 1 | Nos | 1 | No | 16170 | 16170
Makes : L&T / Siemens / EPCOS / Schneider / Elmeasure
OUT GOING
| 2.8.1 | 10 | Supply of 63A / 60A 3 Pole MCCB, Adjustable, Confirms to IS/IEC 60947-2 having Breaking Capacity 25 KA with thermal magnetic release Panel Mounted. | 8 | Nos | 1 | No | 8699 | 69592
Makes : L&T / Schneider / Siemens / Legrand / Hager.
| 7.14.10 (h) | 12 | Supply and fixing of 25 KVAR Rating capacitor duty contactor | 6 | Nos | 1 | No | 4505 | 27030
Makes : L&T / Siemens / EPCOS / Meher
| 7.14.10 (d) | 14 | Supply and fixing of 10.0 KVAR Rating capacitor duty contactor | 1 | Nos | 1 | No | 2333 | 2333
Makes : L&T / Siemens / EPCOS / Meher
| 7.14.10 (b) | 15 | Supply and fixing of 5 KVAR Rating capacitor duty contactor | 1 | Nos | 1 | No | 1860 | 1860
Makes : L&T / Siemens / EPCOS / Meher
Labour charges etc complete with connections for finished item of work.
| 7.14.12(b) | 16 | 25 KVAR capacitor 25 * 363 | 6 | Nos | 1 | No | 9075 | 54450
Makes:L&T/Siemens/Schneider/Epcos.
| 7.14.12(b) | 18 | 10 KVAR capacitor 10 *363 | 1 | Nos | 1 | No | 3630 | 3630
Makes:L&T/Siemens/Schneider/Epcos.
| 7.14.12(b) | 19 | 5 KVAR capacitor 5 * 363 | 1 | Nos | 1 | No | 1815 | 1815
Makes:L&T/Siemens/Schneider/Epcos.
Fabrication :- (1.75x1.6x0.9)
|  |  | Front , center& Back :1.7.5x1.6X3Nos | 8.4 | Sq Mtrs
|  |  | Top, centre & Bottom :1.75x0.9X2Nos | 2.556 | Sq Mtrs
|  |  | Sides+Partition :1.6*0.9*4 Nos | 5.76 | Sq Mtrs
|  |  | Horizantal:0.45X0.55X8Nos | 1.98 | Sq Mtrs
|  |  | sub total | 18.696 | Sq Mtrs
|  |  | Wastage 10% | 1.8696 | Sq Mtrs
| 7.13.1 (b) | 20 | Grand Total | 20.5656 | Sq Mtrs | 1 | Sq Mtr | 4770 | 98097.912
Bus Bar Details :- Alluminium
|  |  | For TPN((40x10x1.6x2.7)/1000)*4 | 6.912
|  |  | Aluminium Links for Panels | 6
| 9.3.4 | 11 | Total | 12.912 | Kgs | 1 | Kg | 387 | 4996.944
|  |  | Sub-Total 1 | [5 empty] | 317125.856 | 666.6667
Insulators:
| 9.4.4 | 13 | Sleves for Bus Bars = 4*1.6x1= 6.4 mts | 6.4 | Rmt | 1 | RM | 30 | 192
| 1.5.6 | 16 | 10Sqmm copper wire from Bus bar to switch connection | 30 | Rmt | 1 | RM | 128 | 3840
| 9.1.27 | 19 | Base frame 75X50mm(2x(1.6+0.5)*6.1KG/MTR) | 25.62 | Kgs | 1 | Kg | 85 | 2177.7
|  |  | Sub-Total 2 | [5 empty] | 6209.7
| LS | 12 | For Phases & Nutral total=4x 3=12 Nos | 12 | Nos | 1 | No | 150 | 1800
| LS | 14 | Control wiring for metering , Interlocking etc | 1 | Job | 1 | Job | 2000 | 2000 |  |  |  | 27.2
| LS | 17 | Labour charges for errection of switch gears in panel | 9 | Nos | 1 | No | 500 | 4500
|  | 15 | Transportation @ 2%. | [5 empty] | 6466.7111
|  | 16 | Labour charges to installation, Testing and Commissioing of switch gears including nuts and bolts, inter locking 5% | [5 empty] | 16166.7778
|  |  | Sub-Total 3 | [5 empty] | 22633.4889
|  |  | Add Contractors Profit on SOR items | 0.13615 |  |  |  |  | 44022.1359
|  |  | Grand Total | [5 empty] | 389991.1809
389991
Building Power, Lighting, HVAC, UPS Panels
67 |  | 11
INCOMER
| 2.8.1 (j) | 1 | Supply of 250A 4 Pole MCCB, Adjustable, Confirms to IS/IEC 60947-2 having Breaking Capacity 36/35 KA with thermal magnetic release Panel Mounted. | 1 | Nos | 1 | No | 29878 | 29878
Makes : Siemens / L&T / Schneider
OUT GOING FEEDERS
| 2.8.1 (c) | 2 | Supply of 125A 3 Pole MCCB, Adjustable, Confirms to IS/IEC 60947-2 having Breaking Capacity 25 KA with thermal magnetic release Panel Mounted. | 2 | Nos | 1 | No | 10325 | 20650
Makes : L&T / Schneider / Siemens / Legrand / Hager.
| 2.8.1 (A) | 3 | Supply of 63A 3 Pole MCCB, Adjustable, Confirms to IS/IEC 60947-2 having Breaking Capacity 25 KA with thermal magnetic release Panel Mounted. | 12 | Nos | 1 | No | 8699 | 104388
Makes : L&T / Schneider / Siemens / Legrand / Hager.
METERING
| 7.14.1 | 4 | Supply and erection of 0-500V volt Digital meter of size 96x96mm on exisiting box / panel board including connections etc., complete. | 1 | Nos | 1 | No | 2200 | 2200
MAKES : CONZERVE / ELMEASURE / L&T / SEIMENS / HPL.
| 7.14.2 | 5 | Supply and erection of 0-250A Digital Ammeter of size 96x96mm on existing box / panel board including connections etc., complete. | 1 | Nos | 1 | No | 2200 | 2200
MAKES : CONZERVE / ELMEASURE / L&T / SEIMENS / HPL.
| 7.14.6 (a) | 6 | Supply and erection of selector switch for Ammeter on the existing box / panel including connections etc., complete. | 1 | Nos | 1 | No | 193 | 193
Makes : L&T / C&S / SALZAR / HPL MAKE.
| 7.14.6 (a) | 7 | Supply and erection of selector switch for voltmeter on the existing box / panel including connections etc., complete. | 1 | Nos | 1 | No | 193 | 193
Makes : L&T / C&S / SALZAR / HPL MAKE.
| 7.14.6 (b) | 8 | Supply and erection of LED indication lamps on the existing panel board. | 3 | Nos | 1 | No | 149 | 447
Makes : L&T / C&S / SALZAR / HPL MAKE.
| 7.14.7 | 9 | Supply and erection of LT current transformer with bar primary 250 / 5A ratio in the existing panel including connections etc., complete. | 3 | Nos | 1 | No | 484 | 1452
MAKE : KAPPA
Fabrication Panel size(2.75x2.075x0.5)
|  |  | F&B portions=2.75*2.05*2= | 11.275 | Sq Mtrs
|  |  | Sides & middle vertical partitions = 2.05*0.5*3 | 3.075 | Sq Mtrs
|  |  | middle vertical partitions = 1.75*0.5*4 | 3.5 | Sq Mtrs
|  |  | T&B portions=2.75*0.5*3= | 4.125 | Sq Mtrs
|  |  | Horizontal partitions=0.5*0.5*17 | 4.25 | Sq Mtrs
|  |  | Subtotal | 26.225 | Sq Mtrs
|  |  | 10 % Wastage : - ……….Sq.Mtr. | 2.6225 | Sq Mtrs
| 7.13.1 (b) | 10 | Grand Total= ………. Sq.mtr | 28.8475 | Sq Mtrs | 1 | Sq Mtr | 4770 | 137602.575
Bus Bar Details :- Alluminium
|  |  | For TPN((40x8x5.2x2.7)/1000)*4 | 17.9712
|  |  | Aluminium Links for Panels | 12
| 9.3.4 | 11 | Total | 29.9712 | Kgs | 1 | Kg | 387 | 11598.8544
|  |  | Sub-Total 1 | [5 empty] | 310802.4294 | 666.6667
Insulators:
| 9.4.4 | 13 | Sleves for Bus Bars = 4*5.2x1= 20.8 mts | 20.8 | Rmt | 1 | RM | 30 | 624
| 1.5.6 | 16 | 10Sqmm copper wire from Bus bar to switch connection | 30 | Rmt | 1 | RM | 128 | 3840
| 9.1.27 | 19 | Base frame 75X50mm(2x(2.75+.5)*6.1KG/MTR) | 39.65 | Kgs | 1 | Kg | 85 | 3370.25
|  |  | Sub-Total 2 | [5 empty] | 7834.25
| LS | 12 | For Phases & Nutral total=4x 3=12 Nos | 12 | Nos | 1 | No | 150 | 1800
| LS | 14 | Control wiring for metering , Interlocking etc | 1 | Job | 1 | Job | 2000 | 2000 |  |  |  | 27.2
| LS | 17 | Labour charges for errection of switch gears in panel | 13 | Nos | 1 | No | 150 | 1950
|  | 15 | Transportation @ 2%. | [5 empty] | 6372.7336
|  | 16 | Labour charges to installation, Testing and Commissioing of switch gears including nuts and bolts, inter locking 5% | [5 empty] | 15931.834
|  |  | Sub-Total 3 | [5 empty] | 22304.5676
|  |  | Add Contractors Profit on SOR items | 0.13615 |  |  |  |  | 43382.3839
|  |  | Grand Total | [5 empty] | 384323.6309
384324
Building Uttility Panels
68 |  | 11
INCOMER
| 2.8.1 (j) | 1 | Supply of 250A 4 Pole MCCB, Adjustable, Confirms to IS/IEC 60947-2 having Breaking Capacity 36/35 KA with thermal magnetic release Panel Mounted. | 1 | Nos | 1 | No | 29878 | 29878
Makes : Siemens / L&T / Schneider
OUT GOING FEEDERS
| 2.8.1 (c) | 2 | Supply of 125A 3 Pole MCCB, Adjustable, Confirms to IS/IEC 60947-2 having Breaking Capacity 25 KA with thermal magnetic release Panel Mounted. | 2 | Nos | 1 | No | 10325 | 20650
Makes : L&T / Schneider / Siemens / Legrand / Hager.
| 2.8.1 (A) | 3 | Supply of 63A 3 Pole MCCB, Adjustable, Confirms to IS/IEC 60947-2 having Breaking Capacity 25 KA with thermal magnetic release Panel Mounted. | 6 | Nos | 1 | No | 8699 | 52194
Makes : L&T / Schneider / Siemens / Legrand / Hager.
METERING
| 7.14.1 | 4 | Supply and erection of 0-500V volt Digital meter of size 96x96mm on exisiting box / panel board including connections etc., complete. | 1 | Nos | 1 | No | 2200 | 2200
MAKES : CONZERVE / ELMEASURE / L&T / SEIMENS / HPL.
| 7.14.2 | 5 | Supply and erection of 0-250A Digital Ammeter of size 96x96mm on existing box / panel board including connections etc., complete. | 1 | Nos | 1 | No | 2200 | 2200
MAKES : CONZERVE / ELMEASURE / L&T / SEIMENS / HPL.
| 7.14.6 (a) | 6 | Supply and erection of selector switch for Ammeter on the existing box / panel including connections etc., complete. | 1 | Nos | 1 | No | 193 | 193
Makes : L&T / C&S / SALZAR / HPL MAKE.
| 7.14.6 (a) | 7 | Supply and erection of selector switch for voltmeter on the existing box / panel including connections etc., complete. | 1 | Nos | 1 | No | 193 | 193
Makes : L&T / C&S / SALZAR / HPL MAKE.
| 7.14.6 (b) | 8 | Supply and erection of LED indication lamps on the existing panel board. | 3 | Nos | 1 | No | 149 | 447
Makes : L&T / C&S / SALZAR / HPL MAKE.
| 7.14.7 | 9 | Supply and erection of LT current transformer with bar primary 250 / 5A ratio in the existing panel including connections etc., complete. | 3 | Nos | 1 | No | 484 | 1452
MAKE : KAPPA
Fabrication Panel size(1.95x1.75x0.5)
|  |  | F&B portions=1.95*1.75*2= | 6.825 | Sq Mtrs
|  |  | Sides & middle vertical partitions = 1.75*0.5*6 | 5.25 | Sq Mtrs
|  |  | T&B portions=1.95*0.5*2= | 1.955 | Sq Mtrs
|  |  | Horizontal partitions=0.5*0.5*11 | 2.75 | Sq Mtrs
|  |  | Subtotal | 16.78 | Sq Mtrs
|  |  | 10 % Wastage : - ……….Sq.Mtr. | 1.678 | Sq Mtrs
| 7.13.1 (b) | 10 | Grand Total= ………. Sq.mtr | 18.458 | Sq Mtrs | 1 | Sq Mtr | 4770 | 88044.66
Bus Bar Details :- Alluminium
|  |  | For TPN((40x8x1.7x2.7)/1000)*4 | 5.8752
|  |  | Aluminium Links for Panels | 12
| 9.3.4 | 11 | Total | 17.8752 | Kgs | 1 | Kg | 387 | 6917.7024
|  |  | Sub-Total 1 | [5 empty] | 204369.3624 | 666.6667
Insulators:
| 9.4.4 | 13 | Sleves for Bus Bars = 4*1.7x1= 6.8mts | 6.8 | Rmt | 1 | RM | 30 | 204
| 1.5.6 | 16 | 10Sqmm copper wire from Bus bar to switch connection | 20 | Rmt | 1 | RM | 128 | 2560
| 9.1.27 | 19 | Base frame 75X50mm(2x(1.95+.5)*6.1KG/MTR) | 29.89 | Kgs | 1 | Kg | 85 | 2540.65
|  |  | Sub-Total 2 | [5 empty] | 5304.65
| LS | 12 | For Phases & Nutral total=4x 3=12 Nos | 12 | Nos | 1 | No | 150 | 1800
| LS | 14 | Control wiring for metering , Interlocking etc | 1 | Job | 1 | Job | 2000 | 2000 |  |  |  | 27.2
| LS | 17 | Labour charges for errection of switch gears in panel | 13 | Nos | 1 | No | 150 | 1950
|  | 15 | Transportation @ 2%. | [5 empty] | 4193.4802
|  | 16 | Labour charges to installation, Testing and Commissioing of switch gears including nuts and bolts, inter locking 5% | [5 empty] | 10483.7006
|  |  | Sub-Total 3 | [5 empty] | 14677.1809
|  |  | Add Contractors Profit on SOR items | 0.13615 |  |  |  |  | 28547.1168
|  |  | Grand Total | [5 empty] | 252898.3101
252898
Building UPS I/C Panel
69 |  | 11
I/C & O/G FEEDERS
| 2.8.1 (j) | 1 | Supply of 250A 4 Pole MCCB, Adjustable, Confirms to IS/IEC 60947-2 having Breaking Capacity 36/35 KA with thermal magnetic release Panel Mounted. | 1 | Nos | 1 | No | 29878 | 29878
Makes : Siemens / L&T / Schneider
| 2.8.1 (c) | 2 | Supply of 125A 3 Pole MCCB, Adjustable, Confirms to IS/IEC 60947-2 having Breaking Capacity 25 KA with thermal magnetic release Panel Mounted. | 0 | Nos | 1 | No | 10325 | 0
Makes : L&T / Schneider / Siemens / Legrand / Hager.
| 2.8.1 (A) | 3 | Supply of 63A 3 Pole MCCB, Adjustable, Confirms to IS/IEC 60947-2 having Breaking Capacity 25 KA with thermal magnetic release Panel Mounted. | 4 | Nos | 1 | No | 8699 | 34796
Makes : L&T / Schneider / Siemens / Legrand / Hager.
METERING
| 7.14.1 | 4 | Supply and erection of 0-500V volt Digital meter of size 96x96mm on exisiting box / panel board including connections etc., complete. | 1 | Nos | 1 | No | 2200 | 2200
MAKES : CONZERVE / ELMEASURE / L&T / SEIMENS / HPL.
| 7.14.2 | 5 | Supply and erection of 0-250A Digital Ammeter of size 96x96mm on existing box / panel board including connections etc., complete. | 1 | Nos | 1 | No | 2200 | 2200
MAKES : CONZERVE / ELMEASURE / L&T / SEIMENS / HPL.
| 7.14.6 (a) | 6 | Supply and erection of selector switch for Ammeter on the existing box / panel including connections etc., complete. | 1 | Nos | 1 | No | 193 | 193
Makes : L&T / C&S / SALZAR / HPL MAKE.
| 7.14.6 (a) | 7 | Supply and erection of selector switch for voltmeter on the existing box / panel including connections etc., complete. | 1 | Nos | 1 | No | 193 | 193
Makes : L&T / C&S / SALZAR / HPL MAKE.
| 7.14.6 (b) | 8 | Supply and erection of LED indication lamps on the existing panel board. | 3 | Nos | 1 | No | 149 | 447
Makes : L&T / C&S / SALZAR / HPL MAKE.
| 7.14.7 | 9 | Supply and erection of LT current transformer with bar primary 250 / 5A ratio in the existing panel including connections etc., complete. | 3 | Nos | 1 | No | 484 | 1452
MAKE : KAPPA
Fabrication Panel size(1.15x1.75x0.5)
|  |  | F&B portions=1.15*1.75*2= | 4.025 | Sq Mtrs
|  |  | Sides & middle vertical partitions = 1.75*0.5*4 | 3.5 | Sq Mtrs
|  |  | T&B portions=1.15*0.5*2= | 1.15 | Sq Mtrs
|  |  | Horizontal partitions=0.5*0.5*5 | 1.25 | Sq Mtrs
|  |  | Subtotal | 9.925 | Sq Mtrs
|  |  | 10 % Wastage : - ……….Sq.Mtr. | 0.9925 | Sq Mtrs
| 7.13.1 (b) | 10 | Grand Total= ………. Sq.mtr | 10.9175 | Sq Mtrs | 1 | Sq Mtr | 4770 | 52076.475
Bus Bar Details :- Alluminium
|  |  | For TPN((40x8x1.7x2.7)/1000)*4 | 5.8752
|  |  | Aluminium Links for Panels | 5
| 9.3.4 | 11 | Total | 10.8752 | Kgs | 1 | Kg | 387 | 4208.7024
|  |  | Sub-Total 1 | [5 empty] | 127644.1774 | 666.6667
Insulators:
| 9.4.4 | 13 | Sleves for Bus Bars = 4*1.7x1= 6.8mts | 6.8 | Rmt | 1 | RM | 30 | 204
| 1.5.6 | 16 | 10Sqmm copper wire from Bus bar to switch connection | 15 | Rmt | 1 | RM | 128 | 1920
| 9.1.27 | 19 | Base frame 75X50mm(2x(1.15+.5)*6.1KG/MTR) | 20.13 | Kgs | 1 | Kg | 85 | 1711.05
|  |  | Sub-Total 2 | [5 empty] | 3835.05
| LS | 12 | For Phases & Nutral total=4x 3=12 Nos | 12 | Nos | 1 | No | 150 | 1800
| LS | 14 | Control wiring for metering , Interlocking etc | 1 | Job | 1 | Job | 2000 | 2000 |  |  |  | 27.2
| LS | 17 | Labour charges for errection of switch gears in panel | 13 | Nos | 1 | No | 150 | 1950
|  | 15 | Transportation @ 2%. | [5 empty] | 2629.5845
|  | 16 | Labour charges to installation, Testing and Commissioing of switch gears including nuts and bolts, inter locking 5% | [5 empty] | 6573.9614
|  |  | Sub-Total 3 | [5 empty] | 9203.5459
|  |  | Add Contractors Profit on SOR items | 0.13615 |  |  |  |  | 17900.8968
|  |  | Grand Total | [5 empty] | 158583.6701
158584
Building UPS O/G Panel
70 |  | 11
I/C & O/G FEEDERS
| 2.8.1 (j) | 1 | Supply of 250A 4 Pole MCCB, Adjustable, Confirms to IS/IEC 60947-2 having Breaking Capacity 36/35 KA with thermal magnetic release Panel Mounted. | 1 | Nos | 1 | No | 29878 | 29878
Makes : Siemens / L&T / Schneider
| 2.8.1 (c) | 2 | Supply of 125A 3 Pole MCCB, Adjustable, Confirms to IS/IEC 60947-2 having Breaking Capacity 25 KA with thermal magnetic release Panel Mounted. | 3 | Nos | 1 | No | 10325 | 30975
Makes : L&T / Schneider / Siemens / Legrand / Hager.
| 2.8.1 (A) | 3 | Supply of 63A 3 Pole MCCB, Adjustable, Confirms to IS/IEC 60947-2 having Breaking Capacity 25 KA with thermal magnetic release Panel Mounted. | 1 | Nos | 1 | No | 8699 | 8699
Makes : L&T / Schneider / Siemens / Legrand / Hager.
METERING
| 7.14.1 | 4 | Supply and erection of 0-500V volt Digital meter of size 96x96mm on exisiting box / panel board including connections etc., complete. | 1 | Nos | 1 | No | 2200 | 2200
MAKES : CONZERVE / ELMEASURE / L&T / SEIMENS / HPL.
| 7.14.2 | 5 | Supply and erection of 0-250A Digital Ammeter of size 96x96mm on existing box / panel board including connections etc., complete. | 1 | Nos | 1 | No | 2200 | 2200
MAKES : CONZERVE / ELMEASURE / L&T / SEIMENS / HPL.
| 7.14.6 (a) | 6 | Supply and erection of selector switch for Ammeter on the existing box / panel including connections etc., complete. | 1 | Nos | 1 | No | 193 | 193
Makes : L&T / C&S / SALZAR / HPL MAKE.
| 7.14.6 (a) | 7 | Supply and erection of selector switch for voltmeter on the existing box / panel including connections etc., complete. | 1 | Nos | 1 | No | 193 | 193
Makes : L&T / C&S / SALZAR / HPL MAKE.
| 7.14.6 (b) | 8 | Supply and erection of LED indication lamps on the existing panel board. | 3 | Nos | 1 | No | 149 | 447
Makes : L&T / C&S / SALZAR / HPL MAKE.
| 7.14.7 | 9 | Supply and erection of LT current transformer with bar primary 250 / 5A ratio in the existing panel including connections etc., complete. | 3 | Nos | 1 | No | 484 | 1452
MAKE : KAPPA
Fabrication Panel size(1.15x1.75x0.5)
|  |  | F&B portions=1.15*1.75*2= | 4.025 | Sq Mtrs
|  |  | Sides & middle vertical partitions = 1.75*0.5*4 | 3.5 | Sq Mtrs
|  |  | T&B portions=1.15*0.5*2= | 1.15 | Sq Mtrs
|  |  | Horizontal partitions=0.5*0.5*5 | 1.25 | Sq Mtrs
|  |  | Subtotal | 9.925 | Sq Mtrs
|  |  | 10 % Wastage : - ……….Sq.Mtr. | 0.9925 | Sq Mtrs
| 7.13.1 (b) | 10 | Grand Total= ………. Sq.mtr | 10.9175 | Sq Mtrs | 1 | Sq Mtr | 4770 | 52076.475
Bus Bar Details :- Alluminium
|  |  | For TPN((40x8x1.7x2.7)/1000)*4 | 5.8752
|  |  | Aluminium Links for Panels | 5
| 9.3.4 | 11 | Total | 10.8752 | Kgs | 1 | Kg | 387 | 4208.7024
|  |  | Sub-Total 1 | [5 empty] | 132522.1774 | 666.6667
Insulators:
| 9.4.4 | 13 | Sleves for Bus Bars = 4*1.7x1= 6.8mts | 6.8 | Rmt | 1 | RM | 30 | 204
| 1.5.6 | 16 | 10Sqmm copper wire from Bus bar to switch connection | 15 | Rmt | 1 | RM | 128 | 1920
| 9.1.27 | 19 | Base frame 75X50mm(2x(1.15+.5)*6.1KG/MTR) | 20.13 | Kgs | 1 | Kg | 85 | 1711.05
|  |  | Sub-Total 2 | [5 empty] | 3835.05
| LS | 12 | For Phases & Nutral total=4x 3=12 Nos | 12 | Nos | 1 | No | 150 | 1800
| LS | 14 | Control wiring for metering , Interlocking etc | 1 | Job | 1 | Job | 2000 | 2000 |  |  |  | 27.2
| LS | 17 | Labour charges for errection of switch gears in panel | 13 | Nos | 1 | No | 150 | 1950
|  | 15 | Transportation @ 2%. | [5 empty] | 2727.1445
|  | 16 | Labour charges to installation, Testing and Commissioing of switch gears including nuts and bolts, inter locking 5% | [5 empty] | 6817.8614
|  |  | Sub-Total 3 | [5 empty] | 9545.0059
|  |  | Add Contractors Profit on SOR items | 0.13615 |  |  |  |  | 18565.0365
|  |  | Grand Total | [5 empty] | 164467.2698
164467
71 |  |  | Supply of the following PVC XLPE armoured cable 1100 V Grade with ISI mark stranded / solid, aluminimum conductor complete
a | 4.1.1 (p) |  | Supply of 300 Sqmm 3.5 Core XLPE insulated, 1100V grade armoured alluminium cable as per specification confirming to IS:7098 (Part - I). | 1 | Mtr | 1 | Mtr | 2393 | 2393
Makes : Torrent / Unicab / Universal / Polycab /Havells / Gloster / KEI / Finolex / Paragon / RR kable / Beljin / Ollivin
|  |  | Add Contractors Profit | 0.13615 |  |  |  |  | 325.8069
[8 empty] | TOTAL: | 2718.807
|  |  | Rounded to neaest one rupee |  |  |  |  | Or say | 2719
b | 4.1.1 (o) |  | Supply of 240 Sqmm 3.5 Core XLPE insulated, 1100V grade armoured alluminium cable as per specification confirming to IS:7098 (Part - I). | 1 | Mtr | 1 | Mtr | 1959 | 1959
Makes : Torrent / Unicab / Universal / Polycab /Havells / Gloster / KEI / Finolex / Paragon / RR kable / Beljin / Ollivin
|  |  | Add Contractors Profit | 0.13615 |  |  |  |  | 266.7178
[8 empty] | TOTAL: | 2225.7178
|  |  | Rounded to neaest one rupee |  |  |  |  | Or say | 2226
c | 4.1.1 (n) |  | Supply of 185 Sqmm 3.5 Core XLPE insulated, 1100V grade armoured alluminium cable as per specification confirming to IS:7098 (Part - I). | 1 | Mtr | 1 | Mtr | 1544 | 1544
Makes : Torrent / Unicab / Universal / Polycab /Havells / Gloster / KEI / Finolex / Paragon / RR kable / Beljin / Ollivin
|  |  | Add Contractors Profit | 0.13615 |  |  |  |  | 210.2156
[8 empty] | TOTAL: | 1754.2156
|  |  | Rounded to neaest one rupee |  |  |  |  | Or say | 1754
d | 4.1.1(k) |  | Supply of 95 Sqmm 3.5 Core XLPE insulated, 1100V grade armoured alluminium cable as per specification confirming to IS:7098 (Part - I). | 1 | Mtr | 1 | Mtr | 903 | 903
Makes : Torrent / Unicab / Universal / Polycab /Havells / Gloster / KEI / Finolex / Paragon / RR kable / Beljin / Ollivin
|  |  | Add Contractors Profit | 0.13615 |  |  |  |  | 122.9434
[8 empty] | TOTAL: | 1025.9434
|  |  | Rounded to neaest one rupee |  |  |  |  | Or say | 1026
e | 4.1.1(i) |  | Supply of 50 Sqmm 3.5 Core XLPE insulated, 1100V grade armoured alluminium cable as per specification confirming to IS:7098 (Part - I). | 1 | Mtr | 1 | Mtr | 539 | 539
Makes : Torrent / Unicab / Universal / Polycab /Havells / Gloster / KEI / Finolex / Paragon / RR kable / Beljin / Ollivin
|  |  | Add Contractors Profit | 0.13615 |  |  |  |  | 73.3849
[8 empty] | TOTAL: | 612.3849
|  |  | Rounded to neaest one rupee |  |  |  |  | Or say | 612
f | 4.1.1(g) |  | Supply of 25 Sqmm 3.5 Core XLPE insulated, 1100V grade armoured alluminium cable as per specification confirming to IS:7098 (Part - I). | 1 | Mtr | 1 | Mtr | 340 | 340
Makes : Torrent / Unicab / Universal / Polycab /Havells / Gloster / KEI / Finolex / Paragon / RR kable / Beljin / Ollivin
|  |  | Add Contractors Profit | 0.13615 |  |  |  |  | 46.291
[8 empty] | TOTAL: | 386.291
|  |  | Rounded to neaest one rupee |  |  |  |  | Or say | 386
g | 4.1.1(f) |  | Supply of 16 Sqmm 4 Core XLPE insulated, 1100V grade armoured alluminium cable as per specification confirming to IS:7098 (Part - I). | 1 | Mtr | 1 | Mtr | 268 | 268
Makes : Torrent / Unicab / Universal / Polycab /Havells / Gloster / KEI / Finolex / Paragon / RR kable / Beljin / Ollivin
|  |  | Add Contractors Profit | 0.13615 |  |  |  |  | 36.4882
[8 empty] | TOTAL: | 304.4882
|  |  | Rounded to neaest one rupee |  |  |  |  | Or say | 304
72 | 15.6.2 |  | Earth work excavation of Trench in hard ground soil up to a depth of 0.9Mtr and laying of U.G cables 70 to 400Sqmm on sand cushion covering the cable with bricks and back filling of Trench duly providing route indicator embedded in C.C including cost and conveyance of materials and labour charges etc., complete.
b) labour charges for fixing pipe
|  | 1 | Man mazdoor for spreading the sand and back filling the excavated soil. Sl No 4 of Un skilled category of labour rates. | 2.5 | day | 1 | day | 520 | 1300
| L.R. CSOR No.5 | 2 | Skilled Electrician | 1.6 | No | 1 | No | 660 | 1056
| L.R. CSOR SS No.34 | 3 | Lineman Electric / Helper | 3.3 | day | 1 | day | 550 | 1815
|  | 4 | Man mazdoor for concreating and embeeding of cable way indicator. Sl No 4 of Un skilled category of labour rates. | 2 | day | 1 | day | 520 | 1040
|  |  | Labour Charges for100 mtrs | [5 empty] | 5211
|  |  | Add Muncipal Area Allowance @40 % | [5 empty] | 2084.4
7295.4
|  |  | Total Labour Rate / Mtr | [5 empty] | 58.75
| 9.4.17 | 5 | Earth work excavation of hard gravel soil with small boulders for trench 1st step of size 100 x 0.3 x 0.9 m | 27 | cum | 1 | cum | 289 | 7803
a) Material
| 9.4.13 | 6 | Cost of Bricks | 920 | Nos | 1000 | No | 4620 | 4250.4
| 9.4.12 | 7 | Cost of Sand | 6 | CUM | 1 | cum | 693 | 4158
| 9.1.25 | 8 | Cable root Indicators | 12 | Nos | 1 | No | 118 | 1416
|  | 10 | Transportation charges of Bricks and Sand | LS |  |  |  |  | 13.65
|  |  | Total Cost of Material for 100 mtrs | [5 empty] | 17641.05
|  |  | Total Cost of Material / Mtr | [5 empty] | 160.42
|  |  | Total Cost of Material + Labour Charges for 1 mtrs | [5 empty] | 219.17
|  |  | Add overheads @13.615% | [5 empty] | 29.84
|  |  | Total rate | [5 empty] | 249.01
|  |  | Rounded to Nearest whole number | [5 empty] | 249
73 | 15.6.1 |  | Earth work excavation of Trench in hard ground soil and Sand filling shall be provided at the bottom of trench before laying the cable and laying of U.G cables up to 50 sqmm covering the cable with back filling of Trench duly providing route indicator embedded in C.C including cost and conveyance of materials and labour charges etc., complete.
b) labour charges for fixing pipe
|  | 1 | Man mazdoor for spreading the sand and back filling the excavated soil. Sl No 4 of Un skilled category of labour rates. | 2.5 | day | 1 | day | 520 | 1300
| L.R. CSOR No.5 | 2 | Skilled Electrician | 1 | No | 1 | No | 660 | 660
| L.R. CSOR SS No.34 | 3 | Lineman Electric / Helper | 2 | day | 1 | day | 550 | 1100
|  | 4 | Man mazdoor for concreating and embeeding of cable way indicator. Sl No 4 of Un skilled category of labour rates. | 2 | day | 1 | day | 520 | 1040
|  |  | Labour Charges for100 mtrs | [5 empty] | 4100
|  |  | Add Muncipal Area Allowance @40 % | [5 empty] | 1640
5740
|  |  | Total Labour Rate / Mtr | [5 empty] | 46.26
| 9.4.18 | 3 | Earth work excavation of hard gravel soil with small boulders for trench 1st step of size 100 x 0.3 x 0.9 m | 27 | cum | 1 | cum | 289 | 7803
a) Material
| 9.4.13 |  | Cost of Bricks | 920 | Nos | 1000 | No | 4620 | 4250.4
| 9.4.12 |  | Cost of Sand | 6 | CUM | 1 | cum | 693 | 4158
| 9.1.25 |  | Cable root Indicators | 12 | Nos | 1 | No | 118 | 1416
|  | 11 | Transportation charges of Bricks and Sand | LS |  |  |  |  | 13.65
|  |  | Total Cost of Material for 100 mtrs | [5 empty] | 17641.05
|  |  | Total Cost of Material / Mtr | [5 empty] | 156.91
|  |  | Total Cost of Material + Labour Charges for 1 mtrs | [5 empty] | 203.17
|  |  | Add overheads @13.615% | [5 empty] | 27.6616
|  |  | Total rate | [5 empty] | 230.8316
|  |  | Rounded to Nearest whole number | [5 empty] | 231
74 | SD 15.6.3 |  | Labour charges for run of U.G cable on wall / existing pipe with necessary fixing arrangments such as saddles, clamps,wooden separators etc., comkplete (as directed by departmental official).
a) Labour charges :
| L.R. CSOR No.5 | 1 | Skilled Electrician | 1 | day | 1 | day | 660 | 660
| L.R. CSOR SS No.34 | 2 | Lineman Electric / Helper | 4 | day | 1 | day | 550 | 2200
|  |  | Labour Rate Per 100 Rm | [5 empty] | 2860
|  |  | Add Muncipal Area Allowance @40 % | [5 empty] | 1144
|  |  | Total Labour Rate | [5 empty] | 4004
|  |  | Labour Rate for 1 Mtr | [5 empty] | 40.04
b) Material
| 1.4.4 (e) |  | Supply of No.8 Screws of 50mm. | 400 | Nos | 100 | Nos | 146 | 584
| 9.4.25 h |  | Supply of Saddle / Clamps suitable for fixing 3.5 Core 300 Sqmm Cable | 200 | Nos | 100 | Nos | 982 | 1964
|  |  | Total material cost for 100 Mtrs | [5 empty] | 2548
|  |  | Total material cost for 1 Mtrs | [5 empty] | 25.48
|  |  | Total Material and Labour charges for 1 mtr | [5 empty] | 65.52
|  |  | Add overheads & Contractor profits@13.615% | [5 empty] | 8.9205
|  |  | Total Cost per mtr | [5 empty] | 74.4405
|  |  | Rounded to nearest ten paise | [5 empty] | 74
75 | 15.3.11 |  | Supply and Fixing of double compression heavy duty brass cable glands for 3.5 core 300 Sqmm XLPE armoured cable with brass washers etc., complete.
| 4.3.2 (j) | 1 | Supply of double compression heavy duty brass cable glands for 3.5 core XLPE armoured cable for 300Sqmm with brass washers complete. | 1 | Nos | 1 | No | 1898 | 1898
| L.R. CSOR No.5 | 2 | Skilled Electrician | 0.1 | day | 1 | day | 660 | 66
| L.R. CSOR SS No.34 | 3 | Lineman Electric / Helper | 0.1 | day | 1 | day | 550 | 55
|  |  | Labour Rate | [5 empty] | 121
|  |  | Add Muncipal Area Allowance @40 % | [5 empty] | 48.4
|  |  | Total Labour Rate | [5 empty] | 169.4
|  |  | Sub Total | [5 empty] | 2067.4
|  |  | Add Contractors Profit | 0.13615 |  |  |  |  | 281.4765
[8 empty] | TOTAL: | 2348.8765
[8 empty] | Or say | 2349
76 | 15.3.11 |  | Supply and Fixing of double compression heavy dutybrass cable glands for 3.5 core 240 Sqmm XLPE armoured cable with brass washers etc., complete.
| 4.3.2 (i) | 1 | Supply of double compression heavy duty brass cable glands for 3.5 core XLPE armoured cable for 240Sqmm with brass washers complete. | 1 | Nos | 1 | No | 1639 | 1639
| L.R. CSOR No.5 | 2 | Skilled Electrician | 0.083 | day | 1 | day | 660 | 54.78
| L.R. CSOR SS No.34 | 3 | Lineman Electric / Helper | 0.083 | day | 1 | day | 550 | 45.65
|  |  | Labour Rate | [5 empty] | 100.43
|  |  | Add Muncipal Area Allowance @40 % | [5 empty] | 40.172
|  |  | Total Labour Rate | [5 empty] | 140.602
|  |  | Sub Total | [5 empty] | 1779.602
|  |  | Add Contractors Profit | 0.13615 |  |  |  |  | 242.2928
[8 empty] | TOTAL: | 2021.8948
[8 empty] | Or say | 2022
77 | 15.3.11 |  | Supply and Fixing of double compression heavy duty brass cable glands for 3.5 core 185 Sqmm XLPE armoured cable with brass washers etc., complete.
| 4.3.2 (h) | 1 | Supply of double compression heavy duty brass cable glands for 3.5 core XLPE armoured cable for 185Sqmm with brass washers complete. | 1 | Nos | 1 | No | 1240 | 1240
| L.R. CSOR No.5 | 2 | Skilled Electrician | 0.083 | day | 1 | day | 660 | 54.78
| L.R. CSOR SS No.34 | 3 | Lineman Electric / Helper | 0.083 | day | 1 | day | 550 | 45.65
|  |  | Labour Rate | [5 empty] | 100.43
|  |  | Add Muncipal Area Allowance @40 % | [5 empty] | 40.172
|  |  | Total Labour Rate | [5 empty] | 140.602
|  |  | Sub Total | [5 empty] | 1380.602
|  |  | Add Contractors Profit | 0.13615 |  |  |  |  | 187.969
[8 empty] | TOTAL: | 1568.571
[8 empty] | Or say | 1569
78 | 15.3.7 |  | Supply and Fixing of double compression heavy duty brass cable glands for 3.5 core 95 Sqmm XLPE armoured cable with brass washers etc., complete.
| 4.3.2 (f) | 1 | Supply of double compression heavy duty brass cable glands for 3.5 core XLPE armoured cable from 95 Sq.mm with brass washers complete. | 1 | Nos | 1 | No | 729 | 729
| L.R. CSOR No.5 | 2 | Skilled Electrician | 0.066 | day | 1 | day | 660 | 43.56
| L.R. CSOR SS No.34 | 3 | Lineman Electric / Helper | 0.066 | day | 1 | day | 550 | 36.3
|  |  | Labour Rate | [5 empty] | 79.86
|  |  | Add Muncipal Area Allowance @40 % | [5 empty] | 31.944
|  |  | Total Labour Rate | [5 empty] | 111.804
|  |  | Sub Total | [5 empty] | 840.804
|  |  | Add Contractors Profit | 0.13615 |  |  |  |  | 114.4755
[8 empty] | TOTAL: | 955.2795
[8 empty] | Or say | 955
79 | 15.3.5 |  | Supply and Fixing of double compression heavy duty brass cable glands for 3.5 core 50 Sqmm XLPE armoured cable with brass washers etc., complete.
| 4.3.1 ( e) | 1 | Supply of double compression heavy duty brass cable glands for 3.5 core XLPE armoured cable from 50.0 Sq.mm with brass washers complete. | 1 | Nos | 1 | No | 483 | 483
| L.R. CSOR No.5 | 2 | Skilled Electrician | 0.066 | day | 1 | day | 660 | 43.56
|  |  | Labour Rate | [5 empty] | 43.56
|  |  | Add Muncipal Area Allowance @40 % | [5 empty] | 17.424
|  |  | Total Labour Rate | [5 empty] | 60.984
|  |  | Sub Total | [5 empty] | 543.984
|  |  | Add Contractors Profit | 0.13615 |  |  |  |  | 74.0634
[8 empty] | TOTAL: | 618.0474
[8 empty] | Or say | 618
80 | 15.3.3 |  | Supply and Fixing of double compression heavy duty brass cable glands for 3.5 core 25 Sqmm XLPE armoured cable with brass washers etc., complete.
| 4.3.2 ( c) | 1 | Supply of double compression heavy duty brass cable glands for 3.5 core XLPE armoured cable from 25 Sqmm with brass washers complete. | 1 | Nos | 1 | No | 306 | 306
| L.R. CSOR No.5 | 2 | Skilled Electrician | 0.066 | day | 1 | day | 660 | 43.56
|  |  | Labour Rate | [5 empty] | 43.56
|  |  | Add Muncipal Area Allowance @40 % | [5 empty] | 17.424
|  |  | Total Labour Rate | [5 empty] | 60.984
|  |  | Sub Total | [5 empty] | 366.984
|  |  | Add Contractors Profit | 0.13615 |  |  |  |  | 49.9649
[8 empty] | TOTAL: | 416.9489
[8 empty] | Or say | 417
81 | 15.3.3 |  | Supply and Fixing of double compression heavy dutybrass cable glands for 3.5 core 16 Sqmm XLPE armoured cable with brass washers etc., complete.
| 4.3.2 ( c) | 1 | Supply of double compression heavy duty brass cable glands for 3.5 core XLPE armoured cable from 25 Sqmm with brass washers complete. | 1 | Nos | 1 | No | 306 | 306
| L.R. CSOR No.5 | 2 | Skilled Electrician | 0.066 | day | 1 | day | 660 | 43.56
|  |  | Labour Rate | [5 empty] | 43.56
|  |  | Add Muncipal Area Allowance @40 % | [5 empty] | 17.424
|  |  | Total Labour Rate | [5 empty] | 60.984
|  |  | Sub Total | [5 empty] | 366.984
|  |  | Add Contractors Profit | 0.13615 |  |  |  |  | 49.9649
[8 empty] | TOTAL: | 416.9489
[8 empty] | Or say | 417
82 | 15.4.24 |  | Supply and Fixing of crimping type alluminium lugs confirming to IS specifications for cables of 300 Sqmm including nuts and bolts with conections etc., complete.
| 4.4.2 (k) | 1 | Supply of aluminium lugs confirming to I.S specifications for cable of 300 Sq.mm including nuts and bolts with connections. | 1 | Nos | 1 | No | 154 | 154
| L.R. CSOR SS No.34 | 2 | Semi Skilled Electrician/Lineman Electric | 0.05 | day | 1 | day | 550 | 27.5
| L.R. CSOR SS No.34 | 3 | Lineman Electric / Helper | 0.05 | day | 1 | day | 550 | 27.5
|  |  | Add Muncipal Area Allowance @40 % | [5 empty] | 22
|  |  | Total Labour Rate | [5 empty] | 77
|  |  | Sub Total | [5 empty] | 231
|  |  | Add Contractors Profit | 0.13615 |  |  |  |  | 31.4506
[8 empty] | TOTAL: | 262.4506
[8 empty] | Or say | 262
83 | 15.4.24 |  | Supply and Fixing of crimping type alluminium lugs confirming to IS specifications for cables of 240 Sqmm including nuts and bolts with conections etc., complete.
| 4.4.2 (j) | 1 | Supply of aluminium lugs confirming to I.S specifications for cable of 240 Sq.mm including nuts and bolts with connections. | 1 | Nos | 1 | No | 116 | 116
| L.R. CSOR SS No.34 | 2 | Semi Skilled Electrician/Lineman Electric | 0.04 | day | 1 | day | 550 | 22
| L.R. CSOR SS No.34 | 3 | Lineman Electric / Helper | 0.04 | day | 1 | day | 550 | 22
|  |  | Add Muncipal Area Allowance @40 % | [5 empty] | 17.6
|  |  | Total Labour Rate | [5 empty] | 61.6
|  |  | Sub Total | [5 empty] | 177.6
|  |  | Add Contractors Profit | 0.13615 |  |  |  |  | 24.1802
[8 empty] | TOTAL: | 201.7802
[8 empty] | Or say | 202
84 | 15.4.22 |  | Supply and Fixing of crimping type alluminium lugs confirming to IS specifications for cables of 185 Sqmm including nuts and bolts with conections etc., complete.
| 4.4.2 (i) | 4 | Supply of aluminium lugs confirming to I.S specifications for cable of 185 Sq.mm including nuts and bolts with connections. | 1 | Nos | 1 | No | 81 | 81
| L.R. CSOR SS No.34 | 5 | Semi Skilled Electrician/Lineman Electric | 0.04 | day | 1 | day | 550 | 22
| L.R. CSOR SS No.34 | 6 | Lineman Electric / Helper | 0.04 | day | 1 | day | 550 | 22
|  |  | Add Muncipal Area Allowance @40 % | [5 empty] | 17.6
|  |  | Total Labour Rate | [5 empty] | 61.6
|  |  | Sub Total | [5 empty] | 142.6
|  |  | Add Contractors Profit | 0.13615 |  |  |  |  | 19.415
[8 empty] | TOTAL: | 162.015
[8 empty] | Or say | 162
85 | 15.4.20 |  | Supply and Fixing of crimping type alluminium lugs confirming to IS specifications for cables of 150Sqmm including nuts and bolts with conections etc., complete.
| 4.4.2 (h) | 4 | Supply of aluminium lugs confirming to I.S specifications for cable of 150 Sq.mm including nuts and bolts with connections. | 1 | Nos | 1 | No | 62 | 62
| L.R. CSOR SS No.34 | 5 | Semi Skilled Electrician/Lineman Electric | 0.02 | day | 1 | day | 550 | 11
| L.R. CSOR SS No.34 | 6 | Lineman Electric / Helper | 0.02 | day | 1 | day | 550 | 11
|  |  | Add Muncipal Area Allowance @40 % | [5 empty] | 8.8
|  |  | Total Labour Rate | [5 empty] | 30.8
|  |  | Sub Total | [5 empty] | 92.8
|  |  | Add Contractors Profit | 0.13615 |  |  |  |  | 12.6347
[8 empty] | TOTAL: | 105.4347
[8 empty] | Or say | 105
86 | 15.4.20 |  | Supply and Fixing of crimping type alluminium lugs confirming to IS specifications for cables of 120Sqmm including nuts and bolts with conections etc., complete.
| 4.4.2 (g) | 4 | Supply of aluminium lugs confirming to I.S specifications for cable of 120 Sq.mm including nuts and bolts with connections. | 1 | Nos | 1 | No | 49 | 49
| L.R. CSOR SS No.34 | 5 | Semi Skilled Electrician/Lineman Electric | 0.02 | day | 1 | day | 550 | 11
| L.R. CSOR SS No.34 | 6 | Lineman Electric / Helper | 0.02 | day | 1 | day | 550 | 11
|  |  | Add Muncipal Area Allowance @40 % | [5 empty] | 8.8
|  |  | Total Labour Rate | [5 empty] | 30.8
|  |  | Sub Total | [5 empty] | 79.8
|  |  | Add Contractors Profit | 0.13615 |  |  |  |  | 10.8648
[8 empty] | TOTAL: | 90.6648
[8 empty] | Or say | 91
87 | 15.4.19 |  | Supply and Fixing of crimping type alluminium lugs confirming to IS specifications for cables of 95Sqmm including nuts and bolts with conections etc., complete.
| 4.4.2 (f) | 7 | Supply of aluminium lugs confirming to I.S specifications for cable of 95 Sq.mm including nuts and bolts with connections. | 1 | Nos | 1 | No | 35 | 35
| L.R. CSOR SS No.34 | 8 | Semi Skilled Electrician/Lineman Electric | 0.016 | day | 1 | day | 550 | 8.8
| L.R. CSOR SS No.34 | 9 | Lineman Electric / Helper | 0.016 | day | 1 | day | 550 | 8.8
|  |  | Add Muncipal Area Allowance @40 % | [5 empty] | 7.04
|  |  | Total Labour Rate | [5 empty] | 24.64
|  |  | Sub Total | [5 empty] | 59.64
|  |  | Add Contractors Profit | 0.13615 |  |  |  |  | 8.12
[8 empty] | TOTAL: | 67.76
[8 empty] | Or say | 68
88 | 15.4.17 |  | Supply and Fixing of crimping type alluminium lugs confirming to IS specifications for cables of 50Sqmm including nuts and bolts with conections etc., complete.
| 4.4.2 (d) | 1 | Supply of aluminium lugs confirming to I.S specifications for cable of 50 Sq.mm including nuts and bolts with connections. | 1 | Nos | 1 | No | 26 | 26
| L.R. CSOR SS No.34 | 2 | Semi Skilled Electrician/Lineman Electric | 0.013 | day | 1 | day | 550 | 7.15
| L.R. CSOR SS No.34 | 3 | Lineman Electric / Helper | 0.013 | day | 1 | day | 550 | 7.15
|  |  | Add Muncipal Area Allowance @40 % | [5 empty] | 5.72
|  |  | Total Labour Rate | [5 empty] | 20.02
|  |  | Sub Total | [5 empty] | 46.02
|  |  | Add Contractors Profit | 0.13615 |  |  |  |  | 6.2656
[8 empty] | TOTAL: | 52.2856
[8 empty] | Or say | 52
89 | 15.4.15 |  | Supply and Fixing of crimping type alluminium lugs confirming to IS specifications for cables of 25Sqmm including nuts and bolts with conections etc., complete.
| 4.4.2 (b) | 1 | Supply of aluminium lugs confirming to I.S specifications for cable of 25 Sq.mm including nuts and bolts with connections. | 1 | Nos | 1 | No | 21 | 21
| L.R. CSOR SS No.34 | 2 | Semi Skilled Electrician/Lineman Electric | 0.01 | day | 1 | day | 550 | 5.5
| L.R. CSOR SS No.34 | 3 | Lineman Electric / Helper | 0.01 | day | 1 | day | 550 | 5.5
|  |  | Add Muncipal Area Allowance @40 % | [5 empty] | 4.4
|  |  | Total Labour Rate | [5 empty] | 15.4
|  |  | Sub Total | [5 empty] | 36.4
|  |  | Add Contractors Profit | 0.13615 |  |  |  |  | 4.9559
[8 empty] | TOTAL: | 41.3559
[8 empty] | Or say | 41
90 | 15.4.14 |  | Supply and Fixing of crimping type alluminium lugs confirming to IS specifications for cables of 16Sqmm including nuts and bolts with conections etc., complete.
| 4.4.2 (a) | 1 | Supply of aluminium lugs confirming to I.S specifications for cable upto 16 Sq.mm including nuts and bolts with connections. | 1 | Nos | 1 | No | 17 | 17
| L.R. CSOR SS No.34 | 2 | Semi Skilled Electrician/Lineman Electric | 0.01 | day | 1 | day | 550 | 5.5
| L.R. CSOR SS No.34 | 3 | Lineman Electric / Helper | 0.01 | day | 1 | day | 550 | 5.5
|  |  | Add Muncipal Area Allowance @40 % | [5 empty] | 4.4
|  |  | Total Labour Rate | [5 empty] | 15.4
|  |  | Sub Total | [5 empty] | 32.4
|  |  | Add Contractors Profit | 0.13615 |  |  |  |  | 4.4113
[8 empty] | TOTAL: | 36.8113
[8 empty] | Or say | 37
91 | 4.2.1 (d) |  | Supply of 3 Core 11 KV 95 Sqmm HT XLPE (E) armoured Cable, as per IS specification confirming to IS 7098/II/85 with latest ammendments. | 1 | Mtr | 1 | Mtr | 1510 | 1510
Makes : Torrent / Universal / Unicab / Polycab / Havells / KEI / RPG / Gloster.
|  |  | Add Contractors Profit | 0.13615 |  |  |  |  | 205.5865
[8 empty] | TOTAL: | 1715.5865
[8 empty] | Or say | 1716
92 | 4.7.1 (a) |  | Providing and errecting heat shrinkable indoor termination kit for 11 KV XLPE HT cable 3 core 70-95 Sqmm with necessary materials etc., complete. | 1 | Nos | 1 | No | 11759 | 11759
Makes : Transeal - Hong shang / Raychem / M Seal / Multy.
|  |  | Add Contractors Profit | 0.13615 |  |  |  |  | 1600.9878
[8 empty] | TOTAL: | 13359.9878
[8 empty] | Or say | 13360
93 | 4.7.2 ( A ) |  | Providing and errecting heat shrinkable outdoor termination kit for 11 KV XLPE HT cable 3 core 70-95 Sqmm with necessary materials etc., complete with anti tracking red colour material as per IEC / IS specs only. | 1 | Nos | 1 | No | 17851 | 17851
Makes : Transeal - Hong shang / Raychem / M Seal / Multy.
|  |  | Add Contractors Profit | 0.13615 |  |  |  |  | 2430.4136
[8 empty] | TOTAL: | 20281.4136
[8 empty] | Or say | 20281
94 | 7.16.3 |  | Supply , Fabrication, Transportation and fixing of Box type RS Joist pole made with 2 Nos 175X85 mm ( ISMB Modified ) or equivalent about 30'-0 length / 9.1 mtrs length poles welded together including excavation of pit, coil earthing, Special T&P, painting of Pole with 1 coat of Red oxide and 2 coats of alluminium paint, CC 1:3:6 upto ground and 1:2:4 for Couping work, 200A AB Switch, HG fuse sets, required angle iron channels, clamps, nuts and bolts, 11KV pin insulators, 2Nos GI pipe earthings as per the IS with brick massonry chamber including labour and transportation charges etc., complete. | 1 | No | 1 | No | 87846 | 87846
|  |  | Add Contractors Profit | 0.13615 |  |  |  |  | 11960.2329
[8 empty] | TOTAL: | 99806.2329
[8 empty] | Or say | 99806
95 | 4.10.1 d |  | Supply and Installation of 300mm x 50mm x 2mm thick GI perforated cable tray with out cover along with required angle supports, with coupler plates, Anchor bolts and nuts etc complete and the tray should be fitted on the wall / Ceiling etc. complete. | 1 | Mtrs | 1 | Mtr | 980 | 980
|  |  | Add Contractors Profit | 0.13615 |  |  |  |  | 133.427
[8 empty] | TOTAL: | 1113.427
|  |  | Rate per Each |  |  |  |  | Or say | 1113
96 |  |  | Supply , fabrication and transportation of MS channel iron/ angle iron /flats including two coats of alluminium paint and one coat of red oxide paint including all labour charges etc complete.
| 9.1.27 | 1 | Mild Steel Items | 1 | Kg | 1 | Kg | 81 | 81
|  | 2 | Labour charges for fabricating steel works TBSC-T.I-16 | 1 | Kg | 1 | Kg | 24 | 24
|  |  | Add Muncipal Area Allowance @40 % | [5 empty] | 9.6
|  |  | TOTAL | [5 empty] | 114.6
|  |  | Add Contractors Profit | 0.13615 |  |  |  |  | 15.6028
[8 empty] | TOTAL: | 130.2028
|  |  | Rate per Each |  |  |  |  | Or say | 130
97 | 9.1.33 |  | Supply of Rubber hand gloves suitable for 11 KV. | 1 | Nos | 1 | No | 270 | 270
|  |  | Add Contractors Profit | 0.13615 |  |  |  |  | 36.7605
[8 empty] | TOTAL: | 306.7605
|  |  | Rate per Each |  |  |  |  | Or say | 307
98 | 9.4.26 (b) |  | Supply and fixing of PVC synthetic elastomer electrically insulated mat with Class B insulation conforming to IS: 15652-2006 having 2.5mm thickness upto 11KV. | 1 | Sqmtr | 1 | Sqmtr | 4505 | 4505
|  |  | Add Contractors Profit | 0.13615 |  |  |  |  | 613.3557
[8 empty] | TOTAL: | 5118.3557
|  |  | Rate per Each |  |  |  |  | Or say | 5118
99 | 9.2.7 |  | Providing & Fixing of Shock instrution chart in English / Hindi / Telugu duly framed with front glass. | 1 | Nos | 1 | No | 549 | 549
|  |  | Add Contractors Profit | 0.13615 |  |  |  |  | 74.7464
[8 empty] | TOTAL: | 623.7464
|  |  | Rate per Each |  |  |  |  | Or say | 624
100 | 9.2.1(a) |  | Providing & Fixing of Danger Notice Plates of size 250x200mm, shall comply with IS:2551-1982. | 1 | Nos | 1 | No | 272 | 272
|  |  | Add Contractors Profit | 0.13615 |  |  |  |  | 37.0328
[8 empty] | TOTAL: | 309.0328
|  |  | Rate per Each |  |  |  |  | Or say | 309
101 | 9.4.28 |  | Providing floor mounting stand for keeping 4No of fire bucket 1500mm length, 900mm height made out of 40x40x6mm angle iron welded with 4 hooks and duly painted with one coat of red lead and two coats of enamel paint. | 1 | Nos | 1 | No | 1271 | 1271
|  |  | Add Contractors Profit | 0.13615 |  |  |  |  | 173.0466
[8 empty] | TOTAL: | 1444.0466
|  |  | Rate per Each |  |  |  |  | Or say | 1444
102 | 9.4.27 |  | Providing & Supply of round bottom G.I sheet bucket of 9 Ltrs. Capacity as per IS:2546 made out of 24 gauge GI sheet with extra handle at bottom duly painted inside and red out side with printed with FIRE Mark for stand and hook and filled with sand and arranged to existing stand or hook. | 1 | Nos | 1 | No | 312 | 312
|  |  | Add Contractors Profit | 0.13615 |  |  |  |  | 42.4788
[8 empty] | TOTAL: | 354.4788
|  |  | Rate per Each |  |  |  |  | Or say | 354
103 | 9.1.32 |  | First Aid box 18" x 12" x 8" containing material as prescribed by St. John Ambulance brigade OR Indian Red Cross complete as required. | 1 | Nos | 1 | No | 1440 | 1440
|  |  | Add Contractors Profit | 0.13615 |  |  |  |  | 196.056
[8 empty] | TOTAL: | 1636.056
|  |  | Rate per Each |  |  |  |  | Or say | 1636
104 | 7.3.1 (b) |  | Fabrication, Transportation and supply of hot-dip galvanized Octagonal Pole with BSEN - 10025 grade S 355 JO steel plate for shaft, IS 2062 for base plate with door opening arrangement, including the supply of suitable boards with Bakelite sheet and MCB's as per IS specification suitable to withstand the wind speed of 180 KMPH for 7.50 Mtrs height Pole having dimensions Bottom 130 mm,. Top 70mm with 3mm thick, base plate 220 x 220 x 12mm and 4 Nos of M20 x 700 long 'J' bolts along with template of Makes: Bajaj / Valmont / TRANSRAIL. | 1 | Nos | 1 | No | 13230 | 13230
|  |  | Add Contractors Profit | 0.13615 |  |  |  |  | 1801.2645
[8 empty] | TOTAL: | 15031.2645
|  |  | Rate per Each |  |  |  |  | Or say | 15031
105 | 7.4.2(c) |  | Fabrication, Transportation and supply of of 1.5mtrs sword type decorative Single arm bracket with dooms complete with all accessories with MS galvanized 50mm dia Pipe. | 1 | Nos | 1 | No | 4520 | 4520
|  |  | Add Contractors Profit | 0.13615 |  |  |  |  | 615.398
[8 empty] | TOTAL: | 5135.398
[8 empty] | Or say | 5135
106 | 7.4.2(d) |  | Fabrication, Transportation and supply of of 1.5mtrs sword type decorative double arm bracket with dooms either sides complete with all accessories with MS galvanized 50mm dia Pipe. | 1 | Nos | 1 | No | 5899 | 5899
|  |  | Add Contractors Profit | 0.13615 |  |  |  |  | 803.1489
[8 empty] | TOTAL: | 6702.1488
[8 empty] | Or say | 6702
107 | 7.11.2 |  | Foundation and erection charges with special T&P, for 7.50 Mtrs long Octagonal / Conical pole duly erecting on base plate duly providing 4 Nos foundation bolts with nuts with providing of 0.45Mtr x0.45 Mtrs x 1.20 Mtr size M20 cc work vibrated concreting mixing with necessary steel (10kgs) reinforcement as directed by the field engineers during execution including all labour charges and cost and conveyance of materials etc. complete. | 1 | Nos | 1 | No | 5464 | 5464
|  |  | Add Contractors Profit | 0.13615 |  |  |  |  | 743.9236
[8 empty] | TOTAL: | 6207.9236
[8 empty] | Or say | 6208
108 | 7.6.1 (b) |  | Supply and fixing of suitable out door feeder piller box of size 3' x 2' x 1' made with 14 SWG CRCA sheet with double door arrangement, making powder coating after processing of 7 Tank process, lock and key, hinges, rubber gasket, danger board,suitable angle iron stand for mounting the feeder pillar with cement concrete, including Supply and fixing of Legrand / Schnieder make 63A, 4 Pole isolator as incomer, 6 Nos 6-32A SP MCBs as out goings. indication lamps, din channel, 6 Sqmm 3 core copper cable for invidual light control, connectors, gland plates and provision for 3 phase energy meter etc., complete for finished item of work and suitable wiring provision for connecting the nature switch with following.(for street light control) (ELEC-7.5.1 b (ii)) | 1 | Nos | 1 | No | 24814 | 24814
|  |  | Supply and erection of L.T. 3phase Digital multifunction energy meter Class I with LED display for measuring all the parameters (Voltage, Current, Frequency, Power factor, KW, KVA, KWH, KVA, KVAH, KVAR and THD Events) on existing box panel board including connections etc., complete. MAKES : CONZERVE / ELMEASURE / L&T / SEIMENS | 1 | Nos | 1 | No | 7150 | 7150
|  |  | Add Contractors Profit | 0.13615 |  |  |  |  | 4351.8986
[8 empty] | TOTAL: | 36315.8986
[8 empty] | Or say | 36316
109 | 3.2.2(b) |  | Supply and fixing of Automatic Street Light Control System with Optical Sensor, Low volatage / High voltage trip and reset, operating voltage 150 - 280V AC, 50 HZ with suitable SMC enclousure of IP 54 protection, MCBs and contactor suitable to control the load of 8 KW of three phase load with necessary clamping arrangements of Makes : Swadeep Nature Switch / Light Mate. (ELEC-3.5.3) | 1 | Nos | 1 | No | 17672 | 17672
|  |  | Add Contractors Profit | 0.13615 |  |  |  |  | 2406.0428
[8 empty] | TOTAL: | 20078.0428
[8 empty] | Or say | 20078
110 |  |  | Supply, transportation & Fixing of 90W LED Street light Body made of high grade pressure die – cast Aluminium alloy with corrosion resistant powder coat, having protective toughened glass cover, Less Glare, IP 66 (Silicon gasket ensures Optical & Electrical compartments are IP 66) protected, wide operating voltage range, P.F > 0.90, System having efficacy >100 lumens/watt, with Ingress protection IP66, Potted driver, Driver surge protection >10KV, THD<15%, CCT: 3000- 6500K as desired by the department and as per IS, CRI>70, Inbuilt Electrical protections like Over voltage, short circuit, Over load, Open Circuit, Miswiring, etc complete with BIS certification with 5 years warranty. The contractor has to furnish the manufacturer warranty letter, LM 79 and LM 80 certificates. LUMINAIRE MAKE : PHILIPS / Surya / Osram / Jaquar / Panasonic / HAVELLS LED MAKE : PHILIPS LUMILEDS / CREE / NICHIA / OSRAM / SAMSUNG / LG LEDs.
a) Labour charges
| L.R. CSOR No.5 | 1 | Skilled Electrician | 0.25 | day | 1 | day | 660 | 165
| L.R. CSOR SS No.34 | 2 | Lineman Electric / Helper | 0.25 | day | 1 | day | 550 | 137.5
| L.R. CSOR SS No.34 | 3 | Lineman Electric / Helper | 0.25 | day | 1 | day | 550 | 137.5
|  |  | Labour for 1 No | [5 empty] | 440
|  |  | Add Muncipal Area Allowance @40 % | [5 empty] | 176
|  |  | Total Labour Rate | [5 empty] | 616
b) Material
| 1.6.4(b) | 4 | Supply of 3 Core 2.5 Sqmm Flat Copper cable as per IS 694:1990 for Submersible Motors of makes Polycab / GM / Million / V-Guard / Gold Medal /RPG /Havells/ Finolex/ RR cable. | 1.5 | Mtrs | 100 | Mtrs | 10630 | 159.45
|  |  | Cost of Material for fixing luminaire | [5 empty] | 159.45
| 3.7.1(f) | 5 | Supply and transportation of 90W LED Street light. | 1 | Nos | 1 | No | 7182 | 7182
LUMINAIRE MAKE : PHILIPS / CROMPTON / Wipro / Jaquar / Halonix / HAVELLS LED MAKE : PHILIPS LUMILEDS / CREE / NICHIA / OSRAM / SAMSUNG / LG LEDs.
|  |  | Cost of Material for 1 No | [5 empty] | 7341.45
|  |  | Total Cost of Material + Labour Charges | [5 empty] | 7957.45
|  |  | Add Contractors Profit | 0.13615 |  |  |  |  | 1083.4068
[8 empty] | TOTAL: | 9040.8568
[8 empty] | Or say | 9041

## CCTV(D) (hidden)
DATAS for CCTV, Telangana.
S. No | Description of work | Qty |  | Rate | Per | Amount
111 | Supply and fixing of 4MP Full HD WDR IR Network Bullet Camera - 30Mtr. 1/3” 4MP CMOS Image Sensor (0.84667cm) 4MP (2560 × 1440)@25/30fps Support Starlight Technology H.265+/H.264+ Dual Stream Coding WDR, 3D-DNR, ROI, HLC, BLC, digital watermarking, Rotation mode 2.8mm fixed lens (3.6 mm optional) Built-in IR LED, IR Range of 30 Mtrs, IP67, Micro SD Card, PoE Mobile Software: iCMOB, gCMOB CMS Software: KVMS Pro Makes : CP-UNC-TB41L3-MDS CP Plus / Bosch / Axis
| A.R ( Sangareddy) | 1 | No | 6000 | Each | 6000
112 | Supply of 4MP WDR 32x IR Network PTZ Camera 1/2.8” 4MP CMOS Image sensor (0.9071 centimeters) Max. 25/30fps@4MP Powerful 32x Optical zoom and 16x Digital zoom WDR(120dB), 2D/3D-DNR, Day/Night (ICR), EIS, Electronic Defog, ROI, AGC, AWB, BLC, HLC Up to 300 Presets, 5 Auto scan, 8 Tour, 5 Pattern IR Range of 175 Mtr. Max 300° /s pan speed, 360° endless pan rotation Built-in 2/1 alarm in/out, IP67, IK10, Micro SD Card, PoE+ Support Starlight Technology Deep-learning-based auto tracking and perimeter protection SMD PLUS Makes : CP-UNP-E3241L18-DFP CP Plus / Bosch / Axis
| A.R ( Sangareddy) | 1 | No | 75000 | Each | 75000
113 | Supply of 32 Ch. H.265+ 4K Network Video Recorder Up to 32 channel IP camera input Max 320Mbps incoming bandwidth Smart H.265+/H.265/Smart H.264+/H.264/MJPEG Up to 12MP resolution preview and playback Support 4 SATA HDDs up to 10TB Each, 3 USB Ports (2 USB 3.0, 1 USB 2.0) 2 HDMI / 2 VGA simultaneous video output Support Multi-brand network cameras ONVIF Version 2.4 conformance Mobile Software: iCMOB, gCMOB CMS Software: KVMS Pro Makes : CP-UNR-4K5324-V2 CP Plus / Bosch / Axis
| A.R ( Sangareddy) | 1 | No | 22000 | Each | 22000
114 | Supply of Hard Disk 6 TB Make: WD Purple/SEAGATE.
| A.R ( Sangareddy) | 1 | No | 18500 | Each | 18500
115 | Supply of 28 port Gigabyte POE switch , 1-24 port:Default:10/100/1000 Mbps , CCTV Mode:10Mbps; UPLINK:1000Mbps , IEEE 802.3/802.3u/802.3af/at , Backplane Bandwidth 8.8G , Additional 2 Uplink ports , On Surveillance with SFP ports Make : D-Link /CISCO/JUNIPER/DIGISOL
| A.R ( Sangareddy) | 1 | No | 42500 | Each | 42500
116 | Supply and fixing of D Link make 4 Port PoE Switch etc., complete.
| A.R ( Sangareddy) | 1 | No | 10500 | Each | 10500
117 | Supply of 6 Core (Indoor / Out door), Single mode armourd, Optic fibre cable. Makes : D Link / AMP / Molex / Legrand / Krone.
| A.R ( Sangareddy) | 1 | Mtr | 88 | Mtr | 88
118 | Supply of Cable Managers
| A.R ( Sangareddy) | 1 | No | 2200 | Each | 2200
119 | Supply of Patch cords 1mtr . Makes : D Link / AMP / Molex / Legrand / Kron
| A.R ( Sangareddy) | 1 | No | 207 | Each | 207
120 | Supply of HDMI Cable 5 mtrs
| A.R ( Sangareddy) | 1 | No | 2500 | Each | 2500
121 | Suppy and fixing of D-Link RJ 45 Connectors / Clips.
| A.R ( Sangareddy) | 1 | No | 20 | Each | 20
122 | Supply of 10/100/1000 Media Converters Make: Commscope or anyequivalent approved by the engineer
| A.R ( Sangareddy) | 1 | No | 5800 | Each | 5800
123 | Supply of Fibre Patch Cords Make: Commscope or any equivalent approved by the engineer
| A.R ( Sangareddy) | 1 | No | 1850 | Each | 1850
124 | Supply , installation, Testing and commissioning of 16 PORT Gigabyte Switch Default:10/100/1000 Mbps. Make : D-Link /CISCO/NETGARE
| A.R ( Sangareddy) | 1 | No | 12890 | Each | 12890
125 | Labour charges towards Fixing of TVs, NVRs,CC Cameras, Installation and commissioning etc., complete.
| A.R ( Sangareddy) | 1 | Job | 15000 | Each | 15000
126 | Splicing per node of Optic Fibre cable
| A.R ( Sangareddy) | 1 | No | 250 | Each | 250
127 | Supply Installation & Commissioning of 55" Samsung QB55R LED TV.
| A.R ( Sangareddy) | 1 | No | 68000 | Each | 68000

## Lifts(D) (hidden)
Datas for Lift
Sl.No | Description of work |  | Nos |  |  | Qty | Rate | Amount
128 | Supply, Transportation,installation testing and Commissioning of 13Passenger machine room less (MRL) elevator with the following specification with minor civil works required for installation of lifts such as scoffolding,grouting, concreting and massonry work including all accessories for finished item of work. (Make: Kone/ Schindler / OTIS) including 24 Months Warranty with comprehensive maintenace
| Number of persons | ≥13
| Rated Load | ≥ 884 Kgs
| Speed of travel | ≥ 1 m/s
| Type of Drive | voltage, variable frequency Drive (V3F)
| Travel | 3.30 M Approx.
| No. of stops | 3 stops, 3 Landings and 3 openings (C,G, 1)
| Power supply | 415V, 3Phase, 50 cycles, AC.
| Auxillary power | single phase, 220V, 50 cycles, AC
| Car size (Clear inside) in mm | 1100 wide x 2000 deep x 2200 height
| Car enclosure | stainless steel hairline finish (SS No:4) with vision panels
| Car ceiling | stainless steel hairline finish (SS No:4)
| Flooring | Granite flooring
| Car illumination | LED Lighting
| No.Of entrances | 2 at front side on the same side
| Car entrance | Center opening two panel power door with stainless steel hairline finish (SS No:4) with vision panels
| Landing entrance | Center opening two panel power door with stainless steel hairline finish (SS No:4) with vision panels
| Clear opening | 800 mm(W) x 2000 mm (H)
| controls | Microprocessor based simplex / Duplex selective collective control with or without attendant operation, Direct movement control VIP key operation ( Closing / Opening as per the choice of the attendant). Self diagnostic control.
| Indicators - Landing | LED Indicator
| Indicators - car | LED Indicator
| Other features included | 1.Entrance vertical and sill supports at all landings. 2. Call register indicator 3. Micro movement push button for car and landing 4. Emergency light and alaram 5. Pana 40 full height light curtain for car door 6. Rescue devise 7. Load weighing device (LWD) 8. Fire rescue device (FRD) 9. V3F drive 10. Intercom 11. Pit ladder 12. Balustrade. 13. Fan switch in car 14. One hour fire rated doors.15. Lift annoucement system.16. VIP Key (Reservation). 17. interface for CCTV.18. Hand rails. 19. Auto fan off. 20. Auto Light off.
|  | As per Quatation | 1 | No | 1 | No | 1457267 | 1457267
| . | Add CMC Charges @ 3% | [5 empty] | 43718.01
|  | Total | [5 empty] | 1500985
129 | Supply, Transportation,installation testing and Commissioning of 13Passenger machine room less (MRL) elevator with the following specification with minor civil works required for installation of lifts such as scoffolding,grouting, concreting and massonry work including all accessories for finished item of work. (Make: Kone/ Schindler / OTIS) including 24 Months Warranty with comprehensive maintenace
| Number of persons | ≥13
| Rated Load | ≥ 884 Kgs
| Speed of travel | ≥ 1 m/s
| Type of Drive | voltage, variable frequency Drive (V3F)
| Travel | 3.30 M Approx.
| No. of stops | 6 stops, 6 Landings and 6 openings (C,1,2,3,4,5)
| Power supply | 415V, 3Phase, 50 cycles, AC.
| Auxillary power | single phase, 220V, 50 cycles, AC
| Car size (Clear inside) in mm | 1100 wide x 2000 deep x 2200 height
| Car enclosure | stainless steel hairline finish (SS No:4) with vision panels
| Car ceiling | stainless steel hairline finish (SS No:4)
| Flooring | Granite flooring
| Car illumination | LED Lighting
| No.Of entrances | 2 at front side on the same side
| Car entrance | Center opening two panel power door with stainless steel hairline finish (SS No:4) with vision panels
| Landing entrance | Center opening two panel power door with stainless steel hairline finish (SS No:4) with vision panels
| Clear opening | 800 mm(W) x 2000 mm (H)
| controls | Microprocessor based simplex / Duplex selective collective control with or without attendant operation, Direct movement control VIP key operation ( Closing / Opening as per the choice of the attendant). Self diagnostic control.
| Indicators - Landing | LED Indicator
| Indicators - car | LED Indicator
| Other features included | 1.Entrance vertical and sill supports at all landings. 2. Call register indicator 3. Micro movement push button for car and landing 4. Emergency light and alaram 5. Pana 40 full height light curtain for car door 6. Rescue devise 7. Load weighing device (LWD) 8. Fire rescue device (FRD) 9. V3F drive 10. Intercom 11. Pit ladder 12. Balustrade. 13. Fan switch in car 14. One hour fire rated doors.15. Lift annoucement system.16. VIP Key (Reservation). 17. interface for CCTV.18. Hand rails. 19. Auto fan off. 20. Auto Light off.
|  | As per Quatation | 1 | No | 1 | No | 1727267 | 1727267
| . | Add CMC Charges @ 3% | [5 empty] | 51818.01
|  | Total | [5 empty] | 1779085

## HVAC (D) (hidden)
Electrical Datas
(SSR Based on SSR 2022-23)
NAME OF THE WORK : TSERC AIR CONDITIONING (SSR 2022-23)
S.No | SSR Item No | Item Code | Description | Qty |  |  | Unit | Rate | Amount
1 | ELEC- 5.6.1 |  | Supply of Air cooled VRV / VRF Air Conditioning system of having high COP complete with indoor and outdoor units duly charged with refrigerant R-410A and oil (first charge) suitable for cooling with individual controller, (suitable for 415 +/- 10% for outdoor and 230 +/- 5% for indoor units) and complete with all accessories, fittings etc. The units shall be BMS Compatible. Outdoor Units shall be fully inverter system complete with 100% scroll/rotary compressor and drive arrangement, initial charge of refrigerant (R-410A),refrigerant piping, drier, sight glass, dual pressure cutout all housed and supported properly in cabinet, air cooled condenser & its controller for following capacities. The VRV system shall be cooling only system. Makes : As per list of recommended brands as category I. Makes: Mitsubishi /DAIKIN/Toshiba/O General
Type of Compressor : Hermitic sealed Inverter Scroll/Twin Rotary
ODU should delvier the required capacity at the ambient conditions of the place as per ISHRAE Standards.
The System should be highly energy efficient and COP shall not be less than 3.7. The outdoor units shall be suitable for operation between 5 and 53 deg C in cooling mode.
VRV/VRF OUT DOOR UNITS
|  | f | 16 HP | 1 | Each | 1 | Each | 360180 | 360180
|  |  | Add Contractors Profit |  | 0.13615 |  |  |  | 49038.507
409218.507
|  |  | Rate per Each | [5 empty] | 409219
|  | h | 20 HP | 1 | Each | 1 | Each | 473340 | 473340
|  |  | Add Contractors Profit |  | 0.13615 |  |  |  | 64445.241
537785.241
|  |  | Rate per Each | [5 empty] | 537785
2 | ELEC- 5.6.3 |  | Supply and Installation of Ref Nets for Double ODU connections | 1 | Each | 1 | Each | 6072 | 6072
|  |  | Add Contractors Profit |  | 0.13615 |  |  |  | 826.7028
6898.7028
|  |  | Rate per Each | [5 empty] | 6899
3 | ELEC- 5.6.4 |  | Supply and Installation of Ref Nets for Triple ODU connections | 1 | Each | 1 | Each | 11638 | 11638
|  |  | Add Contractors Profit |  | 0.13615 |  |  |  | 1584.5137
13222.5137
|  |  | Rate per Each | [5 empty] | 13223
4 | ELEC- 5.6.5 |  | Supply and Installation of Multi Connection Joint / Ref Nets for IDUs | 1 | Each | 1 | Each | 5313 | 5313
|  |  | Add Contractors Profit |  | 0.13615 |  |  |  | 723.365
6036.365
|  |  | Rate per Each | [5 empty] | 6036
VRV/VRF INDOOR UNITS
5 | ELEC- 5.6.6 |  | Supply of Indoor Units consisting of 2/3/4 row deep DX coil, filter, blower section and drive arrangement, initial charge of refrigerant & oil, integral refrigerant piping, electronic expansion valve, electrical panel with controls and duly wired, thermostatic control. Makes : As per list of recommended brands as category I. Makes: Mitsubishi /DAIKIN/Toshiba/O General
Type Of Units :Hi Wall type units
|  | a | 1.0 TR | 1 | Each | 1 | Each | 34788 | 34788
|  |  | Add Contractors Profit |  | 0.13615 |  |  |  | 4736.3862
39524.3862
|  |  | Rate per Each | [5 empty] | 39524
|  | b | 1.6 TR | 1 | Each | 1 | Each | 37950 | 37950
|  |  | Add Contractors Profit |  | 0.13615 |  |  |  | 5166.8925
43116.8925
|  |  | Rate per Each | [5 empty] | 43117
|  | c | 2.0 TR | 1 | Each | 1 | Each | 39215 | 39215
|  |  | Add Contractors Profit |  | 0.13615 |  |  |  | 5339.1223
44554.1223
|  |  | Rate per Each | [5 empty] | 44554
6 | ELEC- 5.6.8 |  | Supply of Indoor Units consisting of 2/3/4 row deep DX coil, filter, blower section and drive arrangement, initial charge of refrigerant & oil, integral refrigerant piping, electronic expansion valve, electrical panel with controls and duly wired, thermostatic control. Makes : As per list of recommended brands as category I. Makes: Mitsubishi /DAIKIN/Toshiba/O General
Type Of Units :Roundflow/4 way Cassette units
|  | c | 2.0 TR | 1 | Each | 1 | Each | 53130 | 53130
|  |  | Add Contractors Profit |  | 0.13615 |  |  |  | 7233.6495
60363.6495
|  |  | Rate per Each | [5 empty] | 60364
|  | d | 2.6 TR | 1 | Each | 1 | Each | 58190 | 58190
|  |  | Add Contractors Profit |  | 0.13615 |  |  |  | 7922.5685
66112.5685
|  |  | Rate per Each | [5 empty] | 66113
|  | e | 3.2 TR | 1 | Each | 1 | Each | 59455 | 59455
|  |  | Add Contractors Profit |  | 0.13615 |  |  |  | 8094.7982
67549.7983
|  |  | Rate per Each | [5 empty] | 67550
|  | f | 4.0 TR | 1 | Each | 1 | Each | 60720 | 60720
|  |  | Add Contractors Profit |  | 0.13615 |  |  |  | 8267.028
68987.028
|  |  | Rate per Each | [5 empty] | 68987
7 | ELEC- 5.6.14 |  | Supply of Indoor Units consisting of 3/4 row deep DX coil, drain pan, filter, blower section and drive arrangement, initial charge of refrigerant & oil, integral refrigerant piping, electronic expansion valve, electrical panel with controls, duly wired, thermostatic control corded/cordless remote controller supports for indoor units etc. Makes : As per list of recommended brands as category II.
Type of Units : Ductable TFA Units
|  | b | 6TR | 1 | Each | 1 | Each | 115115 | 115115
|  |  | Add Contractors Profit |  | 0.13615 |  |  |  | 15672.9073
130787.9073
|  |  | Rate per Each | [5 empty] | 130788
|  | c | 8TR | 1 | Each | 1 | Each | 122073 | 122073
|  |  | Add Contractors Profit |  | 0.13615 |  |  |  | 16620.2389
138693.2389
|  |  | Rate per Each | [5 empty] | 138693
HVAC-LOW SIDE WORKS
8 | ELEC- 5.6.15 |  | Lifting, shifting, positioning, Installation and testing of the ODUs including all accessories with Vibration Isolators for ODUs etc., complete
|  | c | 14 to 20 HP | 1 | Each | 1 | Each | 14904 | 14904
|  |  | Add Contractors Profit |  | 0.13615 |  |  |  | 2029.1796
16933.1796
|  |  | Rate per Each | [5 empty] | 16933
9 | ELEC- 5.6.16 |  | Lifting Shifting, Positioning ,Installation Testing and commissioning of the following indoor units with including all required accessoires etc complete.,
Type Of Units :Hi Wall Units
|  | a | 1.0 TR to 2.0 TR | 1 | Each | 1 | Each | 1490 | 1490
|  |  | Add Contractors Profit |  | 0.13615 |  |  |  | 202.8635
1692.8635
|  |  | Rate per Each | [5 empty] | 1693
10 | ELEC- 5.6.17 |  | Lifting Shifting, Positioning ,Installation Testing and commissioning of the following indoor units with including all required accessoires etc complete.,
Type Of Units :Round Flow /4 way Cassette units
|  | a | 1.0 TR to 2.0 TR | 1 | Each | 1 | Each | 1863 | 1863
|  |  | Add Contractors Profit |  | 0.13615 |  |  |  | 253.6474
2116.6474
|  |  | Rate per Each | [5 empty] | 2117
|  | b | 2.6 TR to 4.5 TR | 1 | Each | 1 | Each | 3105 | 3105
|  |  | Add Contractors Profit |  | 0.13615 |  |  |  | 422.7457
3527.7458
|  |  | Rate per Each | [5 empty] | 3528
11 | ELEC- 5.6.19 |  | Installation, testing & commissioning of Indoor Units consisting of 2/3/4 row deep DX coil, filter, blower section and drive arrangement, initial charge of refrigerant & oil, integral refrigerant piping, electronic expansion valve, electrical panel with controls duly wired, thermostatic control corded/cordless remote controller supports for indoor units etc.
Type of Units : Ductable TFA Units
|  | a | 4 TR to 8 TR | 1 | Each | 1 | Each | 5693 | 5693
|  |  | Add Contractors Profit |  | 0.13615 |  |  |  | 775.1019
6468.102
|  |  | Rate per Each | [5 empty] | 6468
12 | ELEC- 5.6.20 |  | Supply, installation and testing of Refrigerant Piping consisting of Copper tubes of wall thickness 20G/22G inclusive of Suction Gas Piping & Fittings,Liqid Line Piping & Fittings, with class "O" nitrile rubber Insulation with finish as required.The piping to be mounted & supported properly with suitable size of clamp,M.S. hanger, tray etc., as required at site Makes : As per list of recommended brands. Makes:Totaline/Mandav/Mexico
The insulation shall be closed cell/cross linked elastomeric Nitrile rubber of thickness 13/19 mm. The insulation thickness upto 19.1 mm dia pipe shall be 13 mm and above 19.1 mm dia, the insulation thickness shall be 19 mm.
Testing of refrigerant piping and procedure shall be done as per Manufacturer's recommendations
|  | a | 34.9 mm dia | 1 | Rmt | 1 | Each | 1455 | 1455
|  |  | Add Contractors Profit |  | 0.13615 |  |  |  | 198.0983
1653.0983
|  |  | Rate per Each | [5 empty] | 1653
|  | b | 28.6 mm dia | 1 | Rmt | 1 | Each | 1329 | 1329
|  |  | Add Contractors Profit |  | 0.13615 |  |  |  | 180.9434
1509.9434
|  |  | Rate per Each | [5 empty] | 1510
|  | c | 22.2 mm dia | 1 | Rmt | 1 | Each | 1202 | 1202
|  |  | Add Contractors Profit |  | 0.13615 |  |  |  | 163.6523
1365.6523
|  |  | Rate per Each | [5 empty] | 1366
|  | d | 19.1 mm dia | 1 | Rmt | 1 | Each | 1076 | 1076
|  |  | Add Contractors Profit |  | 0.13615 |  |  |  | 146.4974
1222.4974
|  |  | Rate per Each | [5 empty] | 1222
|  | e | 15.9 mm dia | 1 | Rmt | 1 | Each | 949 | 949
|  |  | Add Contractors Profit |  | 0.13615 |  |  |  | 129.2063
1078.2063
|  |  | Rate per Each | [5 empty] | 1078
|  | f | 12.7 mm dia | 1 | Rmt | 1 | Each | 823 | 823
|  |  | Add Contractors Profit |  | 0.13615 |  |  |  | 112.0515
935.0515
|  |  | Rate per Each | [5 empty] | 935
|  | g | 9.5 mm dia | 1 | Rmt | 1 | Each | 607 | 607
|  |  | Add Contractors Profit |  | 0.13615 |  |  |  | 82.6431
689.6431
|  |  | Rate per Each | [5 empty] | 690
|  | h | 6.4 mm dia | 1 | Rmt | 1 | Each | 531 | 531
|  |  | Add Contractors Profit |  | 0.13615 |  |  |  | 72.2956
603.2957
|  |  | Rate per Each | [5 empty] | 603
13 | ELEC- 5.6.21 |  | Supply, installation and testing of UPVC Drain Piping with 6mm Nitrile Rubber class "O" Insulation covered with interwoven glass cloth protection. Necessary pipe fittings (Including enlarger, bends, T Joints etc) has to be considered to connect the UPVC drain pipe to cast iron floor trap.
|  | a | 25 mm dia | 1 | Rmt | 1 | Each | 188 | 188
|  |  | Add Contractors Profit |  | 0.13615 |  |  |  | 25.5962
213.5962
|  |  | Rate per Each | [5 empty] | 214
|  | b | 32 mm dia | 1 | Rmt | 1 | Each | 224 | 224
|  |  | Add Contractors Profit |  | 0.13615 |  |  |  | 30.4976
254.4976
|  |  | Rate per Each | [5 empty] | 254
|  | c | 40mm dia | 1 | Rmt | 1 | Each | 274 | 274
|  |  | Add Contractors Profit |  | 0.13615 |  |  |  | 37.3051
311.3051
|  |  | Rate per Each | [5 empty] | 311
14 | ELEC- 5.6.22 |  | Supply and transportation of R 410A Gas for the system. | 1 | kg | 1 | Each | 1309 | 1309
|  |  | Add Contractors Profit |  | 0.13615 |  |  |  | 178.2203
1487.2204
|  |  | Rate per Each | [5 empty] | 1487
15 | ELEC- 5.6.23 |  | Providing Pressure testing of entire system with Nitrogen and vaccuming nitrogen for all indoor and outdoor units. The pressure testing shall be done as per OEM recommendation. | 1 | HP | 1 | Each | 1309 | 1309
|  |  | Add Contractors Profit |  | 0.13615 |  |  |  | 178.2203
1487.2204
|  |  | Rate per Each | [5 empty] | 1487
16 | ELEC- 5.6.24 |  | Supply, installation, testing &commissioning of Stand alone, intelligent Touch controller with Display for controlling the indoor & outdoor units from a Remote place for all the circuits. | 1 | Each | 1 | Each | 93610 | 93610
|  |  | Add Contractors Profit |  | 0.13615 |  |  |  | 12745.0015
106355.0015
|  |  | Rate per Each | [5 empty] | 106355
17 | ELEC- 5.6.25 |  | Supply, installation, testing& commissioning of GSS Ducting with required angle flanges & installation materials such as heavy duty supports by anchor fasteners etc as required asper IS 655 /SMACNA Standards. Makes : As per list of recommended brands.
|  | a | 24 G | 1 | sqm | 1 | Each | 1044 | 1044
|  |  | Add Contractors Profit |  | 0.13615 |  |  |  | 142.1406
1186.1406
|  |  | Rate per Each | [5 empty] | 1186
|  | b | 22 G | 1 | sqm | 1 | Each | 1170 | 1170
|  |  | Add Contractors Profit |  | 0.13615 |  |  |  | 159.2955
1329.2955
|  |  | Rate per Each | [5 empty] | 1329
|  | c | 20 G | 1 | sqm | 1 | Each | 1392 | 1392
|  |  | Add Contractors Profit |  | 0.13615 |  |  |  | 189.5208
1581.5208
|  |  | Rate per Each | [5 empty] | 1582
|  | d | 18 G | 1 | sqm | 1 | Each | 1518 | 1518
|  |  | Add Contractors Profit |  | 0.13615 |  |  |  | 206.6757
1724.6757
|  |  | Rate per Each | [5 empty] | 1725
Thermal Insulation
18 | ELEC- 5.6.26 |  | Supply &Fixing of Duct Thermal Insulation applied outside of the duct work with All. backed Closed cell nitrile/ Cross linked foam duly fixed with adhesive and tapes.
|  |  | 13 mm Thick | 1 | sqm | 1 | Each | 734 | 734
|  |  | Add Contractors Profit |  | 0.13615 |  |  |  | 99.9341
833.9341
|  |  | Rate per Each | [5 empty] | 834
Accoustic Insulation
19 | ELEC- 5.6.27 |  | Supply & Fixing of Duct Accoustic Insulation applied inside of the duct work with All. backed Open cell nitrile duly fixed with adhesive and tapes
| a |  | 10/15 mm Thick | 1 | sqm | 1 | Each | 1139 | 1139
|  |  | Add Contractors Profit |  | 0.13615 |  |  |  | 155.0748
1294.0748
|  |  | Rate per Each | [5 empty] | 1294
20 | ELEC- 5.6.30 |  | Supply , Erection and Testing of GI Opposed blade Volume control dampers made out of 18G frame and 20G blades | 1 | sqm | 1 | Each | 6831 | 6831
|  |  | Add Contractors Profit |  | 0.13615 |  |  |  | 930.0407
7761.0406
|  |  | Rate per Each | [5 empty] | 7761
21 | ELEC- 5.6.32 |  | Supply and Installation of Underdeck Insulation with 50 mm thk EPS, 48 Kg/Cum density, factory laminated faced alumimun foil coreved with GI cross wiring. | 1 | sqm | 1 | Each | 823 | 823
|  |  | Add Contractors Profit |  | 0.13615 |  |  |  | 112.0515
935.0515
|  |  | Rate per Each | [5 empty] | 935
22 | ELEC- 5.6.35 |  | Supply, installation and testing of Canvas connection for the Treated Fresh Air units to the duct |  | each |  | 7 | 2783 | 0
|  |  | Add Contractors Profit |  | 0.13615 |  |  |  | 0
0
|  |  | Rate per Each | [5 empty] | 0
23 | ELEC- 5.6.36 |  | Supply,errection, testing and commissioning of Fresh air intake GI louvers with bird screen as per standard specifications. | 1 | sqm | 1 | Each | 5500 | 5500
|  |  | Add Contractors Profit |  | 0.13615 |  |  |  | 748.825
6248.825
|  |  | Rate per Each | [5 empty] | 6249
24 | ELEC- 5.6.37 |  | Supply, Installation, Testing and commissioning of extruded Aluminum powder coated grills/ diffusers for supply air with removable core type with collar damper | 1 | sqm | 1 | Each | 9657 | 9657
|  |  | Add Contractors Profit |  | 0.13615 |  |  |  | 1314.8005
10971.8005
|  |  | Rate per Each | [5 empty] | 10972
25 | ELEC- 5.6.38 |  | Supply, Installation, Testing and commissioning of extruded Aluminum powder coated grills/ diffusers return air with removable core type with collar damper | 1 | sqm | 1 | Each | 7044 | 7044
|  |  | Add Contractors Profit |  | 0.13615 |  |  |  | 959.0406
8003.0406
|  |  | Rate per Each | [5 empty] | 8003
26 | ELEC- 5.10.4 |  | Supplying, installing, testing and commissioning of low noise silent type ESP INLINE FAN. The motor shall be suitable for 220 volt single phase 50 cycles AC supply, 6/15 Amp plug and wiring between the fan and the socket and low sound level exceeding not more than 50dBA. Fan should be complete with all accessories including canvas connection, gravity louver/ shutter as required etc., as per manufacturer specification including transportation to site, all mounting arrangements like brackets etc., as per specification including transportation to site, all mounting arrangements like brackets etc., and cost of all accessories and all labour charges complete. Makes : As per list of recommended brands.
|  | a | 100 CFM / 3-5 mm | 1 | Each | 1 | Each | 4386 | 4386
|  |  | Add Contractors Profit |  | 0.13615 |  |  |  | 597.1539
4983.1539
|  |  | Rate per Each | [5 empty] | 4983
|  | b | 150 CFM / 3-5 mm | 1 | Each | 1 | Each | 4627 | 4627
|  |  | Add Contractors Profit |  | 0.13615 |  |  |  | 629.966
5256.966
|  |  | Rate per Each | [5 empty] | 5257
27 |  |  | (as per Quotation fromMAP INFRA ENGINEERS INDIA (P)LTD.Hyd, dated:05.05.2023) Supply, Installation, Testing & Commissioning of Roundflow/4 way Cassette unit Panel, Human Detection Kit for energy saving and controls wind direction. | 1 | Each | 1 | Each | 8500 | 8500
28 |  |  | (as per Quotation fromMAP INFRA ENGINEERS INDIA (P)LTD.Hyd, dated:05.05.2023) Supply, Installation, Testing & Commissioning of Roundflow/4 way Cassette unit Air Purification kit | 1 | Each | 1 | Each | 9200 | 9200
(as per Quotation fromMAP INFRA ENGINEERS INDIA (P)LTD.Hyd, dated:05.05.2023)
29 |  |  | Supply, installation and testing of Refrigerant Piping consisting of Copper tubes of wall thickness 20G/22G inclusive of Suction Gas Piping & Fittings,Liqid Line Piping & Fittings, with class "O" nitrile rubber Insulation with finish as required.The piping to be mounted & supported properly with suitable size of clamp,M.S. hanger, tray etc., as required at site Makes : As per list of recommended brands. Makes:Totaline/Mandav/Mexico
The insulation shall be closed cell/cross linked elastomeric Nitrile rubber of thickness 13/19 mm. The insulation thickness upto 19.1 mm dia pipe shall be 13 mm and above 19.1 mm dia, the insulation thickness shall be 19 mm.
Testing of refrigerant piping and procedure shall be done as per Manufacturer's recommendations
| a |  | 41.3 mm dia | 1 | Rmt | 1 | Each | 1708 | 1708
| b |  | 38.1 mm dia | 1 | Rmt | 1 | Each | 1582 | 1582
30 |  |  | (as per Quotation fromMAP INFRA ENGINEERS INDIA (P)LTD.Hyd, dated:05.05.2023) Supply of PVC insulated 2 core 1.5 Sqmm sheathed flexible copper cable for voltage up to 1100V as per IS 694/1990. ( Covered in Section -1) | 1 | Rmt | 1 | Each | 150 | 150
31 |  |  | (as per Quotation fromMAP INFRA ENGINEERS INDIA (P)LTD.Hyd, dated:05.05.2023) Supply and Installation of Flexible duct, Class 1 Air Duct is wrapped with a 25mm thick fiberglass wool blanket which has a density of 16 Kg/m3 and is covered with a multi layer Metallized – Polyester Film jacket which also acts as a vapour barrier.
|  |  | 100mm | 1 | Rmt | 1 | Each | 350 | 350

## FIRE DATA (hidden)
Fire Fighting Datas 2022-23
S.No | SSR No | Description | Qty |  | Unit |  | Rate | Amount
Electrical motor pump
1 | 10.7.19 | Supply and fixing single headed internal / External hydrant valve with instantaneous Gunmetal of 63 mm dia with cast iron wheel ISI marked conforming to IS 5290 (Type -A) with blank Gunmetal/Stainless Steel cap and chain as required Make: Mini Max / Safex / Newage / Winco / Newtech / Padmini. | each | 1 | 1 | Nos | 8030 | 8030
|  | Contractor Profit |  | 0.13615 |  |  |  | 1093.2845
|  | Rate Per Each | [5 empty] | 9123
2 | ELEC-10.7.28 | Supplying and fixing of Hose Cabinet of size 750mm X 600mm x 250mm made of No 16 gauge SWG CRCA sheet with 6mm thick glazed glass door including necessary locking arrangement suitable to accommodate 2 Nos 15 mtr long Hose pipe, 1 No branch pipe, mounted on wall OR raised brick platform and duly painted with Post office red externally and white internally with synthetic enamel paint complete in all respect, for external hydrant as required. Make: Mini Max / Safex / Newage / Winco / Padmini. | each | 1 | 1 | Nos | 5130 | 5130
|  | Contractor Profit |  | 0.13615 |  |  |  | 698.4495
|  | Rate Per Each | [5 empty] | 5828
3 | ELEC-10.7.25 | Supply and fixing 63mm dia, 15 mtr long RRL hose pipe with 63mm dia Male and Female Gun metal / SS couplings duly binded with GI wire, rivets etc conforming to IS 636 (Type -A) as required. Make: Mini Max / Safex / Newage / Winco / Newtech / Padmini. | each | 1 | 1 | Nos | 5630 | 5630
|  | Contractor Profit |  | 0.13615 |  |  |  | 766.5245
|  | Rate Per Each | [5 empty] | 6397
4 | ELEC-10.7.29 | Supply and fixing 63mm dia Gun metal branch pipe with 20mm (Nominal internal diameter) size Gun metal conforming to IS 903, suitable for instantaneous connection to interconnect hose pipe coupling as required. Make : Mini Max / Safex / Newage / Winco / Newtech / Padmini. | each | 1 | 1 | Nos | 2420 | 2420
|  | Contractor Profit |  | 0.13615 |  |  |  | 329.483
|  | Rate Per Each | [5 empty] | 2749
5 | ELEC-10.7.27 | Supply and fixing First -Aid Hose Reel with MS construction spray painted in Post office Red, Conforming to IS 884 with upto date amendments, complete with the following as required. a) 36.6 Mtr Long 20mm (Nominal internal) dia water hose Thermoplastic / Textile reinforced / Rubber braided / Polypropylene Type - 2 as per IS:12585 Make: Eversafe / Newage / Newtech / SRI b) 20mm (Nominal internal) dia gun metal globe valve and nozzle. Make: Newage / Winco / Padmini / Newtech / Safex. c) Drum and brackets for fixing the equipments on wall. d) Connections from riser with 25mm dia stop valve (gun metal) & MS pipe.
|  |  | each | 1 | 1 | Nos | 7035 | 7035
|  | Contractor Profit |  | 0.13615 |  |  |  | 957.8152
|  | Rate Per Each | [5 empty] | 7993
6 | ELEC-10.7.16 | Supply, Transportation, laying, testing & commissioning following of 'B' class heavy duty MS pipe conforming to IS 3589/IS 1239 including Welding, fittings like elbows, tees, flanges, tapers, nuts bolts, gaskets etc. and fixing the pipe on the wall/ceiling with suitable clamp/support frame and painting with two or more coats of synthetic enamel paint of required shade complete as required Makes : Jindal / Hissar / Tata pipes
a |  | 100 mm dia | each | 1 | 1 | Nos | 1586 | 1586
|  | Contractor Profit |  | 0.13615 |  |  |  | 215.9339
|  | Rate Per Each | [5 empty] | 1802
b |  | 80 mm dia | each | 1 | 1 | Nos | 1164 | 1164
|  | Contractor Profit |  | 0.13615 |  |  |  | 158.4786
|  | Rate Per Each | [5 empty] | 1322
e |  | 65 mm dia | each | 1 | 1 | Nos | 728 | 728
|  | Contractor Profit |  | 0.13615 |  |  |  | 99.1172
|  | Rate Per Each | [5 empty] | 827
f |  | 50 mm dia | each | 1 | 1 | Nos | 573 | 573
|  | Contractor Profit |  | 0.13615 |  |  |  | 78.0139
|  | Rate Per Each | [5 empty] | 651
g |  | 40 mm dia | each | 1 | 1 | Nos | 431 | 431
|  | Contractor Profit |  | 0.13615 |  |  |  | 58.6806
|  | Rate Per Each | [5 empty] | 490
h |  | 32 mm dia | each | 1 | 1 | Nos | 358 | 358
|  | Contractor Profit |  | 0.13615 |  |  |  | 48.7417
|  | Rate Per Each | [5 empty] | 407
c |  | 25 mm dia | each | 1 | 1 | Nos | 365 | 365
|  | Contractor Profit |  | 0.13615 |  |  |  | 49.6947
|  | Rate Per Each | [5 empty] | 415
7 | ELEC-10.7.20 | Supplying, fixing, testing and commissioning of butterfly valve PN 1.6, with Bronze / Gun metal seat duly ISI marked complete with Nuts, Bolts, Washers, gaskets, conforming to IS 13095 of following sizes as required. Makes: Audco / Kirloskar / BDK / H-Shankar / Leader/ Zolotto / Intervalve / Honeywell.
a | d | 100 mm dia | each | 1 | 1 | Nos | 4895 | 4895
|  | Contractor Profit |  | 0.13615 |  |  |  | 666.4543
|  | Rate Per Each | [5 empty] | 5561
8 | ELEC-10.7.41 | Supply, installation, testing and commissioning of 25 / 20mm dia Air Release Valve. | each | 1 | 1 | Nos | 1287 | 1287
|  | Contractor Profit |  | 0.13615 |  |  |  | 175.2251
|  | Rate Per Each | [5 empty] | 1462
9 | ELEC-10.7.31 | Supply and fixing air vessel made of 250 mm dia, 8 mm thick MS sheet, 1200mm in height with air release valve on top and flanged connection to riser, drain arrangement with 25mm dia Gun metal wheel valve, with required accessories, pressure gauge and painting with synthetic enamel paint of approved shade as required. | each | 1 | 1 | Nos | 15750 | 15750
|  | Contractor Profit |  | 0.13615 |  |  |  | 2144.3625
|  | Rate Per Each | [5 empty] | 17894
10 |  | Supply, fabricating , installing structural steel supports for fixing all sizes of MS pipes from ceiling / wall with MS Channels, Angles, Flats, Rods, as required at site with anchor fasteners, Clamps, threaded rods, nuts, bolts,washers etc complete with painting
| ELEC-9.1.27 | Mild Steel Items | One Kgs | 1 | 1 | Kgs | 81 | 81
|  | Labour charges for fabricating steel works TBSC-T.I- 19 | One Kgs | 1 | 1 | Kgs | 37 | 37
|  | Sub Total | [5 empty] | 118
|  | Contractor Profit |  | 0.13615 |  |  |  | 16.0657
|  | Rate Per Kg | [5 empty] | 134
11 | ELEC-10.7.16 | Supply, Transportation, laying, testing & commissioning following of 'B' class heavy duty MS pipe conforming to IS 3589/IS 1239 including Welding, fittings like elbows, tees, flanges, tapers, nuts bolts, gaskets etc. and fixing the pipe on the wall/ceiling with suitable clamp/support frame and painting with two or more coats of synthetic enamel paint of required shade complete as required Makes : Jindal / Hissar / Tata pipes
| a) | 150 mm dia | each | 1 | 1 | Nos | 2346 | 2346
|  | Contractor Profit |  | 0.13615 |  |  |  | 319.4079
|  | Rate Per Each | [5 empty] | 2665
| b) | 100 mm dia | each | 1 | 1 | Nos | 1586 | 1586
|  | Contractor Profit |  | 0.13615 |  |  |  | 215.9339
|  | Rate Per Each | [5 empty] | 1802
| c) | 80 mm dia | each | 1 | 1 | Nos | 1164 | 1164
|  | Contractor Profit |  | 0.13615 |  |  |  | 158.4786
|  | Rate Per Each | [5 empty] | 1322
| d) | 65 mm dia | each | 1 | 1 | Nos | 910 | 910
|  | Contractor Profit |  | 0.13615 |  |  |  | 123.8965
|  | Rate Per Each | [5 empty] | 1034
| e) | 50 mm dia | each | 1 | 1 | Nos | 716 | 716
|  | Contractor Profit |  | 0.13615 |  |  |  | 97.4834
|  | Rate Per Each | [5 empty] | 813
| f) | 40 mm dia | each | 1 | 1 | Nos | 496 | 496
|  | Contractor Profit |  | 0.13615 |  |  |  | 67.5304
|  | Rate Per Each | [5 empty] | 564
| g) | 32 mm dia | each | 1 | 1 | Nos | 448 | 448
|  | Contractor Profit |  | 0.13615 |  |  |  | 60.9952
|  | Rate Per Each | [5 empty] | 509
| h) | 25 mm dia | each | 1 | 1 | Nos | 365 | 365
|  | Contractor Profit |  | 0.13615 |  |  |  | 49.6947
|  | Rate Per Each | [5 empty] | 415
12 | ELEC-10.7.32 | Supply, fixing, testing and commissioning of 15mm size quartzoid bulb type sprinklers of rating 68ºC. pendent / sidewall with required accessories. Makes: SAFEX / HD / TYCO / VIKING / NEWAGE / Newtech / SHARP.
|  | Sprinkler | each | 1 | 1 | Nos | 504 | 504
|  | Contractor Profit |  | 0.13615 |  |  |  | 68.6196
|  | Rate Per Each | [5 empty] | 573
13 |  | Supply, fabricating , installing structural steel supports for fixing all sizes of MS pipes from ceiling / wall with MS Channels, Angles, Flats, Rods, as required at site with anchor fasteners, Clamps, threaded rods, nuts, bolts, washers etc complete with painting
| ELEC-9.1.27 | Mild Steel Items | One Kgs | 1 | 1 | Kgs | 81 | 81
|  | Labour charges for fabricating steel works TBSC-T.I- 19 | One Kgs | 1 | 1 | Kgs | 37 | 37
|  | Sub Total | [5 empty] | 118
|  | Contractor Profit |  | 0.13615 |  |  |  | 16.0657
|  | Rate Per Kg | [5 empty] | 134
14 | ELEC-10.7.34 a) | Supply, installation, testing & commissioning of sprinkler 1.5 Mtrs flexible pipe (UL Listed) of stainless steel complete with 15 NPT on reducer thread with maximum working pressure of 175 PSI test pressure of 875 PSI (Burst) with branch line (Inlet) 25mm NPT male thread to sprinkler head (Outlet) 15mm NPT female thread with reducer, nipple, 2 side brackets, center bracket, stockbar of following sizes complete as required. Makes: SAFEX / HD / TYCO / VIKING / NEWAGE / SHARP | EACH | 1 | 1 | Nos | 1313 | 1313
|  | Contractor Profit |  | 0.13615 |  |  |  | 178.7649
|  | Rate Per Each | [5 empty] | 1492
15 | ELEC-10.7.20 | Supplying, fixing, testing and commissioning of butterfly valve PN 1.6, with Bronze / Gun metal seat duly ISI marked complete with Nuts, Bolts, Washers, gaskets, conforming to IS 13095 of following sizes as required. Makes: Audco / Kirloskar / BDK / H-Shankar / Leader/ Zolotto / Intervalve / Honeywell.
a | c | 150 mm dia | each | 1 | 1 | Nos | 6270 | 6270
|  | Contractor Profit |  | 0.13615 |  |  |  | 853.6605
|  | Rate Per Each | [5 empty] | 7124
16 | ELEC-10.7.37 | Supply and fixing Flow Switches in 150 mmdia MS pipe. Makes : System Sensor / Switzer | Each | 1 | 1 | Each | 7350 | 7350
|  |  |  | 0.13615 |  |  |  | 1000.7025
8351
17 | ELEC-10.7.16 | Supply, Transportation, laying, testing & commissioning following of 'B' class heavy duty MS pipe conforming to IS 3589/IS 1239 including Welding, fittings like elbows, tees, flanges, tapers, nuts bolts, gaskets etc. and fixing the pipe on the wall/ceiling with suitable clamp/support frame and painting with two or more coats of synthetic enamel paint of required shade complete as required Makes : Jindal / Hissar / Tata pipes
| g) | 50 mm dia | each | 1 | 1 | Nos | 716 | 716
|  | Contractor Profit |  | 0.13615 |  |  |  | 97.4834
|  | Rate Per Each | [5 empty] | 813
18 | ELEC-10.7.47 | Supply, installation, testing & commissioning of electric release trim assembly for deluge wall with two way solelnoid valve, weather proof operation on 24 volts DC supply complete as required. | each | 1 | 1 | Nos | 6600 | 6600
|  | Contractor Profit |  | 0.13615 |  |  |  | 898.59
|  | Rate Per Each | [5 empty] | 7499
19 | 10.2.6 | Supply and instllation of UL approved intellegent analogue addressable photo electric smoke detector including cost of base plate etc., complete as per specification with required fittings and accessories. Makes: Siemens / Morley IAS / Bosch / Ravel / neywell/cooper | each | 1 | 1 | Nos | 3363 | 3363
|  | Contractor Profit |  | 0.13615 |  |  |  | 457.8725
|  | Rate Per Each | [5 empty] | 3821
20 | ELEC-10.3.5 | Supply and installation of response indicators for above false ceiling detectors. Makes: System Censor / Ravel / Vertex / Seaara | each | 1 | 1 | Nos | 150 | 150
|  | Contractor Profit |  | 0.13615 |  |  |  | 20.4225
|  | Rate Per Each | [5 empty] | 170
21 | ELEC-10.2.16 | Supply and installation of UL approved intellegent analogue addressable rate of rise cum fixed temparature heat detectors including the cost of base plate. 75mm dia MS outlet box for fixing of the detector base, mounting accessories etc., complete as per specifications and as required. Makes: Siemens / Morley IAS / Bosch / Ravel / Honeywell / Cooper. | each | 1 | 1 | Nos | 3260 | 3260
|  | Contractor Profit |  | 0.13615 |  |  |  | 443.849
|  | Rate Per Each | [5 empty] | 3704
22 | ELEC-10.2.1 | Supply, Installation, testing and commissioning of EN54-2 Listed and UL approved based analog addressable 4 loop micro processor fire control panel expandable by minimum 2 additional loops with minimum 640 character LCD display. Each loop of panel shall have maximum capacity 250analogue addressable devices, and shall have 20% of spare capacity, 240 volts A C Power supply, automatic battery charger, 24V SLA batteries suitable for operating the entire system including tack back units and the hooters/strobes for a minimum of 4 hours in battery condition the panel shall have suitable power amplifiers for hooter / strobes the panel shall be capable being integrated with the BMS system and shall include cost of supply, installation of any additional modules or interfaces required for the same Makes: Siemens / Notifier / Edwards / Honeywell / Morley IAS / Bosch / Cooper
| 10.2.1 d | 4 loop micro processor | each | 1 | 1 | Nos | 287500 | 287500
|  | Contractor Profit |  | 0.13615 |  |  |  | 39143.125
|  | Rate Per Each | [5 empty] | 326643
23 |  | Supply and Run of 2 Core x 1.5Sqmm FRLS armoured copper cable on ceiling / wall as per IS. 7098 / Part-I / 1988 including all taxes etc., complete. Makes: Finolex / RR kabel / Havells / Polycab / RPG / KEI / V-Guard.
a) Labour charges :
| 1 | Skilled Electrician. | 1 | day | 1 | day | 660 | 660
| 2 | Lineman Electric / Telephone | 1.5 | day | 1 | day | 550 | 825
| 3 | Helper (Electrical). | 1 | day | 1 | day | 550 | 550
|  | Labour for 100 Mtr | [5 empty] | 2035
|  | Labour for 1 Mtr | [5 empty] | 20.35
b) Material
| 1.5.8 (a) | 2 Core x 1.5Sqmm FRLS armoured copper cable | 1 | Mtrs | 100 | Mtrs | 85 | 85
|  | Cost of Material for 1Metres | [5 empty] | 85
|  | Total Cost of Material + Labour Charges | [5 empty] | 105.35
|  | Add Contractors Profit | 0.13615 |  |  |  |  | 14.3434
119.6934
|  | Rate per Meter | [5 empty] | 120
24 | 10.2.20 | Supply and Installation of UL approved intellegent analogue addressable fault isolator modules including the cost of mounting accessories complete as per specifications and complete as required. Makes: Siemens / Morley IAS / Bosch / Ravel / Honeywell / Cooper. | Each | 1 | 1 | Nos | 3167 | 3167
|  | Contractor Profit |  | 0.13615 |  |  |  | 431.187
|  | Rate Per Each | [5 empty] | 3598
25 | 10.2.12 | Supply, Installation, testing and commissioning of UL approved intellegent analogue addressable Repeater panel including the cost of mounting accessories complete as per specification as required. Makes: Siemens / Morley IAS / Bosch / Ravel / Honeywell / cooper. | Each | 1 | 1 | Nos | 82810 | 82810
|  |  |  | 0.13615 |  |  |  | 11274.5815
94085
26 | 10.2.17 | Supply and installation of UL approved intellegent analogue addressable multi criterion detectors below false ceiling/on ceiling including the cost of base plate. 75mm dia MS outlet box for fixing of the detector base, mounting accessories etc., complete as per specifications and as required. Makes: Siemens / Morley IAS / Bosch / Ravel / Honeywell / Cooper. | each | 1 | 1 | Nos | 3456 | 3456
|  | Contractor Profit |  | 0.13615 |  |  |  | 470.5344
|  | Rate Per Each | [5 empty] | 3927
Fire Alarm & Auto Detection System
27 | ELEC-10.2.14 | Supply and installation of addressable analogue manual call point with resetable flexible element to initiate alaram including the cost of mounting accessories etc. complete. Makes: Siemens / Morley IAS / Bosch / Ravel / Honeywell / cooper. | each | 1 | 1 | Nos | 4005 | 4005
|  | Contractor Profit |  | 0.13615 |  |  |  | 545.2808
|  | Rate Per Each | [5 empty] | 4550
28 | ELEC-10.2.13 | Supply and fixing of addressable wall mounting strobes cum hooters including the cost of mounting accessories complete as per specifications and as required including testing and commissioning. Makes: Siemens / Morley IAS / Bosch / Ravel / Honeywell / cooper | each | 1 | 1 | Nos | 3726 | 3726
|  | Contractor Profit |  | 0.13615 |  |  |  | 507.2949
|  | Rate Per Each | [5 empty] | 4233
29 |  | Supply and Run of 2 Core x 1.5Sqmm FRLS armoured copper cable on ceiling / wall as per IS. 7098 / Part-I / 1988 including all taxes etc., complete. Makes: Finolex / RR kabel / Havells / Polycab / RPG / KEI / V-Guard.
a) Labour charges :
| 1 | Skilled Electrician. | 1 | day | 1 | day | 660 | 660
| 2 | Lineman Electric / Telephone | 1.5 | day | 1 | day | 550 | 825
| 3 | Helper (Electrical). | 1 | day | 1 | day | 550 | 550
|  | Labour for 100 Mtr | [5 empty] | 2035
|  | Labour for 1 Mtr | [5 empty] | 20.35
b) Material
| 1.5.8 (a) | 2 Core x 1.5Sqmm FRLS armoured copper cable | 1 | Mtrs | 100 | Mtrs | 85 | 85
|  | Cost of Material for 1Metres | [5 empty] | 85
|  | Total Cost of Material + Labour Charges | [5 empty] | 105.35
|  | Add Contractors Profit | 0.13615 |  |  |  |  | 14.3434
119.6934
|  | Rate per Meter | [5 empty] | 120
FIRE EXTINGUISHERS
30 | ELEC-10.5.3 | Supply & Fixing of 4.5Kg, CO2 Type Fire Extinguisher, Trolley Mounted, Easy Weight Management, Used Unused Mechanism, Squeeze Grip, Gross Weight 19.1 Kg, Empty Weight 14.6 Kg, Can Height 860MM, Diameter 140MM, Discharge time minimum 13 Secs, Controllable discharge mechanism, Range minimum 2 Meters, Applicable on Class B,C & electrically started Fire, B Rating 13B, Can Construction : Hot Spinning / Forging, Valve Construction : Forging & Machining, Internal Coating of Can : Not Applicable, External Coating of Can : Spray Painting, Sheet metal thickness : 4.5MM, ISI & CE Approved, 2 Year Warranty Including transportation, all taxes and all labour charges etc complete. Makes : Safex / Kenex / Bharat / Reliance | each | 1 | 1 | Nos | 8395 | 8395
|  | Contractor Profit |  | 0.13615 |  |  |  | 1142.9793
|  | Rate Per Each | [5 empty] | 9538
31 | 10.4.2 | Supply and fixing of ABC Powder MAP 4 Kg Fire extinguisher Mono ammonium phosphate power 90, stored pressure type, IS 15683 : 2006, pressure gauge gross wt. 6.9 kg, empty wt. 2.9 kg, can Ht.440mm, Diameter 140mm, Discharge time less than 13 sec, controllable discharge mechanism, range min. 4 mts applicable on classes A,B, C & electrically started fires, A- rating 3A, B-rating 34B, can construction: Deep drawn Co2 mig welding, wall construction: Forging & Machining, internal coating of can: Epoxy power coating, External coating of Can:Epoxy polyster powder coating, sheet metal thickness:1.60mm, Helium leakage detection tested, ISI & CE approved with 5 years warranty Including transportation, all taxes and all labour charges etc complete. Makes : Safex / Kenex / Bharat / Reliance | each | 1 | 1 | Nos | 4255 | 4255
|  | Contractor Profit |  | 0.13615 |  |  |  | 579.3183
|  | Rate Per Each | [5 empty] | 4834
32 | ELEC-10.4.3 | Supply and fixing of ABC Powder MAP 2 Kg Fire extinguisher Mono ammonium phosphate power 90, stored pressure type, IS 15683 : 2006, pressure gauge gross wt. 3.6 kg, empty wt. 1.6 kg, can Ht.344mm, Diameter 108mm, Discharge time less than 8 sec, controllable discharge mechanism, range min. 2 mts applicable on classes A,B, C electrically started fires, A- rating 2A, B-rating 21B, can construction: Deep drawn Co2 mig welding, wall construction: Forging & Machining, internal coating of can: Epoxy power coating, External coating of Can:Epoxy polyster powder coating, sheet metal thickness:1.60mm, Helium leakage detection tested, insta - alert, ISI & CE approved with 5 years warranty Including transportation, all taxes and all labour charges etc complete. Makes : Safex / Kenex / Bharat / Reliance | each | 1 | 1 | Nos | 2990 | 2990
|  | Contractor Profit |  | 0.13615 |  |  |  | 407.0885
|  | Rate Per Each | [5 empty] | 3397
33 | 10.5.1 | Supply and fixing of 2 Kg Fire exitinguisher Clean Agent HCFC 123, Stored pressure type, IS 15683 : 2006 pressure guage, gross weight 3.7 Kg empty weight 1.7 Kg, can hight 344mm, Diameter 108mm, discharge time minimum 8 secs, controllable discharge mechanism, range minimum 2 meters, applicable on class A,B,C and electrically started Fire, A rating 1A, B rating 21B, can construction: Deep drawn & CO2 mig welded, Valve construction: Forging & Machining, Internal coating of Can: Epoxy powder coating, External coating of can: Epoxy polyster powder coating, sheet metal thickness: 1.60 mm, Helium leak detection tested, ISI & CE approved, 5 Years warranty. Makes : Safex / Kenex / Bharat | Each | 1 | 1 | Each | 11270 | 11270
|  |  |  | 0.13615 |  |  |  | 1534.4105
12804
34 | ELEC-10.5.4 | Supply and fixing of Escape signage boards in Rigid Photo luminecent based glow in Dark rigid sheet with high intensity luminous properties with specificaiton of Cease Fire or its equivalent make Model-1ES01 | each | 1 | 1 | Nos | 1334 | 1334
|  | Contractor Profit |  | 0.13615 |  |  |  | 181.6241
|  | Rate Per Each | [5 empty] | 1516
35 | ELEC-10.7.16 | Supply, Transportation, laying, testing & commissioning following of 'B' class heavy duty MS pipe conforming to IS 3589/IS 1239 including Welding, fittings like elbows, tees, flanges, tapers, nuts bolts, gaskets etc. and fixing the pipe on the wall/ceiling with suitable clamp/support frame and painting with two or more coats of synthetic enamel paint of required shade complete as required Makes : Jindal / Hissar / Tata pipes
a) |  | 150 mm dia | each | 1 | 1 | Nos | 2346 | 2346
|  | Contractor Profit |  | 0.13615 |  |  |  | 319.4079
|  | Rate Per Each | [5 empty] | 2665
b) |  | 100 mm dia | each | 1 | 1 | Nos | 1586 | 1586
|  | Contractor Profit |  | 0.13615 |  |  |  | 215.9339
|  | Rate Per Each | [5 empty] | 1802
36 | ELEC-10.7.20 | Supplying, fixing, testing and commissioning of butterfly valve PN 1.6, with Bronze / Gun metal seat duly ISI marked complete with Nuts, Bolts, Washers, gaskets, conforming to IS 13095 of following sizes as required. Makes: Audco / Kirloskar / BDK / H-Shankar / Leader/ Zolotto / Intervalve / Honeywell.
a | c | 150 mm dia | each | 1 | 1 | Nos | 6270 | 6270
|  | Contractor Profit |  | 0.13615 |  |  |  | 853.6605
|  | Rate Per Each | [5 empty] | 7124
b | d | 100 mm dia | each | 1 | 1 | Nos | 4895 | 4895
|  | Contractor Profit |  | 0.13615 |  |  |  | 666.4543
|  | Rate Per Each | [5 empty] | 5561
37 | ELEC-10.7.21 | Providing, installation, testing and commissioning of dual plate non - return valve of following sizes confirming to IS: 5312 complete with rubber gasket, GI bolts, nuts, washers etc as required Makes: Audco / Kirloskar / BDK / H-Shankar / Leader/ Zolotto / Intervalve / Honeywell.
a | b | 150 mm dia | each | 1 | 1 | Nos | 9856 | 9856
|  | Contractor Profit |  | 0.13615 |  |  |  | 1341.8944
|  | Rate Per Each | [5 empty] | 11198
38 | ELEC-10.7.23 | Supply, installation, testing and commissioning of stainless steel Y-strainer fabricated out of 1.6 mm thick stainless steel, Grade 304, sheet with 3 mm dia holes with stainless steel flange.
a) |  | 150 mm Dia | Rmt | 1 | 1 | Each | 13200 | 13200
|  |  |  | 0.13615 |  |  |  | 1797.18
14997
39 |  | Supply, Transportation, installation, testing and commissioning of electric driven Terrace / Booster pump suitable for automatic operation and consisting of following : complete in all respect as required.a) Horizontal type, multistage, centrifugal pump of cast iron body & bronze impeller with stainless steel shaft, mechanical seal and flow of …………. lpm at …….. Mtr head conforming to IS 1520b) Suitable HP SQ cage induction motor TEFC type suitable for operation on 415Volts, 3 phase 50 Hz. AC with IP 55 class of protection for enclosure, horizontal foot mounted type with Class-'F' insulation, conforming to IS-325c) M.S. Fabricated common base plate, coupling, coupling guard, foundation bolts etc as required.d) Suitable cement concrete foundation duly plastered with anti vibration pads. Makes of Pumps : Kirloskar / Mather&Platt. Makes of Motors : Siemens / ABB / Kirloskar
| 10.7.8 a | 900 LPM, 45 Mtr Head | Each | 1 | 1 | Each | 70150 | 70150
|  |  |  | 0.13615 |  |  |  | 9550.9225
79701
40 | ELEC-10.7.20 | Supplying, fixing, testing and commissioning of butterfly valve PN 1.6, with Bronze / Gun metal seat duly ISI marked complete with Nuts, Bolts, Washers, gaskets, conforming to IS 13095 of following sizes as required. Makes: Audco / Kirloskar / BDK / H-Shankar / Leader/ Zolotto / Intervalve / Honeywell.
a | c | 150 mm dia | each | 1 | 1 | Nos | 6270 | 6270
|  | Contractor Profit |  | 0.13615 |  |  |  | 853.6605
|  | Rate Per Each | [5 empty] | 7124
41 | 10.7.43 | Supplying and wrapping the anticorrosive material for buried pipes with coating of Primer and wrapping with 4 mm thick polymer corrosion resistant tape as per IS : 10221 with 15 mm overlap as per specificatios.for 150 mm Dia | Rmt | 1 | 1 | Rmt | 462 | 462
|  | Contractor Profit |  | 0.13615 |  |  |  | 62.9013
|  | Rate Per Each | [5 empty] | 525
b) | b) ELEC-10.7.43 | Supplying and wrapping the anticorrosive material for buried pipes with coating of Primer and wrapping with 4 mm thick polymer corrosion resistant tape as per IS : 10221 with 15 mm overlap as per specificatios.for 100 mm Dia | Rmt | 1 | 1 | Rmt | 407 | 407
|  | Contractor Profit |  | 0.13615 |  |  |  | 55.413
|  | Rate Per Each | [5 empty] | 462
42 | ELEC-10.7.21 | Providing, installation, testing and commissioning of dual plate non - return valve of following sizes confirming to IS: 5312 complete with rubber gasket, GI bolts, nuts, washers etc as required Makes: Audco / Kirloskar / BDK / H-Shankar / Leader/ Zolotto / Intervalve / Honeywell.
a |  | 150 mm dia | each | 1 | 1 | Nos | 9856 | 9856
|  | Contractor Profit |  | 0.13615 |  |  |  | 1341.8944
|  | Rate Per Each | [5 empty] | 11198
43 | ELEC-10.7.23 | Supply, installation, testing and commissioning of stainless steel Y-strainer fabricated out of 1.6 mm thick stainless steel, Grade 304, sheet with 3 mm dia holes with stainless steel flange.
| a) | 150 mm Dia | Rmt | 1 | 1 | Each | 13200 | 13200
|  |  |  | 0.13615 |  |  |  | 1797.18
14997
44 | ELEC-10.7.1 | Supply, Transportation, installation , testing and commissioning of electric driven main fire pump suitable for automatic operation and consisting of following : complete in all respect as required.a) Horizontal type, multistage, centrifugal, split casing pump of cast iron body & bronze impeller with stainless steel shaft, mechanical seal to ensure a minimum pressure of 3.5 Kg / sq.cm. at highest and farthest outlet at specified flow of ----- lpm at----- Mtr. head conforming to IS 1520b) Suitable HP SQ cage induction motor, TEFC, synchronous speed 1500 RPM, suitable for operation on 415Volts, 3 phase 50 Hz. AC with IP 55 protection for enclosure, horizontal foot mounted type with Class-'F' insulation, conforming to IS-325c) M.S. Fabricated common base plate, coupling, coupling guard, foundation bolts etc as required.d) Suitable cement concrete foundation duly plastered with anti vibration pads.Makes of Pumps: Kirloskar / Mather&Platt.Makes of Motors: Siemens/ ABB/ Kirloskar
|  | (1620 LPM, 56 Mtr Head) | each | 1 | 1 | Nos | 362250 | 362250
|  | Contractor Profit |  | 0.13615 |  |  |  | 49320.3375
|  | Rate Per Each | [5 empty] | 411570
45 | ELEC-10.7.4 | Supplying , installation, Testing and commissioning of diesel engine driven main fire pump suitable for automatic operation and consisting of following : complete in all respect as required a) Horizontal type, multistage, centrifugal pump of cast iron body & bronze impeller with stainless steel shaft, mechanical seal to ensure a minimum pressure of 3.5 Kg / sq.cm. at highest and farthest outlet at specified flow of 1620 lpm at 56 Mtr head conforming to IS 1520 b) Suitable HP, 1500 RPM water cooled with radiator, diesel engine conforming to relevant BS & IS standard complete with auto starting mechanism, 12 Volts / 24 Volts electric starting equipment, Diesel Tank, exhaust pipe extended upto 1 m. outside pump house duly insulated with 50mm thick glass wool with 1.0mm thick alluminium sheet cladding, residential silencer, instruments and protection as per specification, stop solenoid for auto stop in the event of fault with audio indications, painted with post office red colour etc as required. c) M.S. Fabricated common base plate, coupling, coupling guard, foundation bolts etc as required d) Suitable cement concrete foundation duly plastered with anti vibration pads. Makes of Engines : Kirloskar / Cummins. Makes of Pumps : Kirloskar / Mather&Platt
| a) | 1620 LPM, 56 Mtr Head | each | 1 | 1 | Nos | 478400 | 478400
|  | Contractor Profit |  | 0.13615 |  |  |  | 65134.16
|  | Rate Per Each | [5 empty] | 543534
46 | ELEC-10.7.7 | Supplying , installation , testing and commissioning of electric driven pressurisation / Jockey pump suitable for automatic operation and consisting of following : complete in all respect as required a) Horizontal type, multistage, centrifugal pump of cast iron body & bronze impeller with stainless steel shaft, mechanical seal and flow of 180 lpm at 70 Mtr head conforming to IS 1520 b) Suitable HP SQ cage induction motor TEFC type suitable for operation on 415Volts, 3 phase 50 Hz. AC with IP 55 class of protection for enclosure, horizontal foot mounted type with Class-'F' insulation, conforming to IS-325 c) M.S. Fabricated common base plate, coupling, coupling guard, foundation bolts etc as required. d) Suitable cement concrete foundation duly plastered with anti vibration pads. Makes of Pumps : Kirloskar / Mather&Platt. Makes of Motors : Siemens/ ABB/ Kirloskar
| a | 180 LPM, 56 Mtr Head |  | 1 | 1 | Nos | 61870 | 61870
|  | Contractor Profit |  | 0.13615 |  |  |  | 8423.6005
|  | Rate Per Each | [5 empty] | 70294
CONTROL PANEL FOR 5- FIRE PUMPS
47 | 10.7.13 | Designing, Supply, Transportation, Installation, Testing and commissioning of system controller to control operation of main electric fire pump, diesel pump, Pressurization pump, Terrace pump in sequence as per specification consisting of relays, timers. Sensors, annunciation window for fault indication, complete as per specification Makes of MCCBs : L&T / Siemens / Legrand / Schneider / ABB / Hager Makes of Meters : Schneider (Conzerve) / L&T / Elmeasure / Siemens | each | 1 | 1 | Nos | 450800 | 450800
|  | Contractor Profit |  | 0.13615 |  |  |  | 61376.42
|  | Rate Per Each | [5 empty] | 512176
48 | ELEC-10.7.35 | Supply and fixing of Pressure Switch in the MS pipe Line including connection etc as required. Make : Danfoss / Indfoss | each | 1 | 1 | Nos | 2625 | 2625
|  | Contractor Profit |  | 0.13615 |  |  |  | 357.3938
|  | Rate Per Each | [5 empty] | 2982
49 | ELEC-10.7.38 | Supply, installation, testing and commissioning of Bourden type, stainless steel dial type pressure gauge with isolation valve and pipe having calibration of 0-16 kg/cm2. Makes : HGURU / FIEBIG | each | 1 | 1 | Nos | 693 | 693
|  | Contractor Profit |  | 0.13615 |  |  |  | 94.352
|  | Rate Per Each | [5 empty] | 787
50 | ELEC-10.7.40 | Supply, installation, testing and commissioning of 25mm dia Ball valve Makes : Zoloto / Leader / Honeywell | Each | 1 | 1 | No | 671 | 671
|  | Contractor Profit |  | 0.13615 |  |  |  | 91.3567
|  | Rate Per Each | [5 empty] | 762
51 | ELEC-10.7.37 | Supply and fixing Flow Switches in 150 mmdia MS pipe. Makes : System Sensor / Switzer | Each | 1 | 1 | Each | 7350 | 7350
|  |  |  | 0.13615 |  |  |  | 1000.7025
8351
52 | ELEC-10.7.31 | Supply and fixing air vessel made of 250 mm dia, 8 mm thick MS sheet, 1200mm in height with air release valve on top and flanged connection to riser, drain arrangement with 25mm dia Gun metal wheel valve, with required accessories, pressure gauge and painting with synthetic enamel paint of approved shade as required. | each | 1 | 1 | Nos | 15750 | 15750
|  | Contractor Profit |  | 0.13615 |  |  |  | 2144.3625
|  | Rate Per Each | [5 empty] | 17894
53 | ELEC-10.7.16 | Supply, Transportation, laying, testing & commissioning following of 'B' class heavy duty MS pipe conforming to IS 3589/IS 1239 including Welding, fittings like elbows, tees, flanges, tapers, nuts bolts, gaskets etc. and fixing the pipe on the wall/ceiling with suitable clamp/support frame and painting with two or more coats of synthetic enamel paint of required shade complete as required Makes : Jindal / Hissar / Tata pipes
a |  | 200 mm dia | each | 1 | 1 | Nos | 3579 | 3579
|  | Contractor Profit |  | 0.13615 |  |  |  | 487.2808
|  | Rate Per Each | [5 empty] | 4066
b |  | 150 mm dia | each | 1 | 1 | Nos | 2346 | 2346
|  | Contractor Profit |  | 0.13615 |  |  |  | 319.4079
|  | Rate Per Each | [5 empty] | 2665
54 | 4.1.1 k | Supply of 95 Sqmm 3.5 Core XLPE insulated, 1100V grade armoured alluminium cable as per specification confirming to IS:7098 Makes : Torrent / Unicab / Universal / Polycab / Havells / Gloster / KEI / Finolex / Payal / RR kable / Finecab / RPG / V - Guard. | RMS | 1 | 1 | One Rmt | 903 | 903
|  | Add Contractors Profit | 0.13615 |  |  |  |  | 122.9434
1025.9434
|  | Rate per Meter | [5 empty] | 1026
55 | ELEC-10.7.30 a | Supply and fixing 4 way fire brigade connection of cast iron body with 4 Nos Gun metal Male instantaneous inlet couplings complete with cap and chain as required for 150 mm dia MS pipe connection, conforming to IS 904 as required. Make: Mini Max / Safex / Newage / Winco / Padmini. | each | 1 | 1 | Nos | 8400 | 8400
|  | Contractor Profit |  | 0.13615 |  |  |  | 1143.66
|  | Rate Per Each | [5 empty] | 9544
56 | ELEC-10.7.30 b | Supply and fixing 2 way fire brigade connection of cast iron body with 2 Nos Gun metal Male instantaneous inlet couplings complete with cap and chain as required for 100mm dia MS pipe connection, conforming to IS 904 as required. Make: Mini Max / Safex / Newage / Winco / Padmini. | each | 1 | 1 | Nos | 6300 | 6300
|  | Contractor Profit |  | 0.13615 |  |  |  | 857.745
|  | Rate Per Each | [5 empty] | 7158
Public Addressable
57 | ELEC-13.1.2 | Supply, Installation, Testing and Commissioning of 15 W Sound Column etc., complete with connection. Make : AHUZA / OMEGA or equivalent | each | 1 | 1 | Nos | 3080 | 3080
|  | Contractor Profit |  | 0.13615 |  |  |  | 419.342
|  | Rate Per Each | [5 empty] | 3499
58 | ELEC-13.1.1 | Supply, Installation, Testing and Commissioning of Amplifier 120 W for PA system suitable to operate on 230 V AC / 12 V DC supply etc., complete. Make : AHUZA / OMEGA or equivalent | Each | 1 | 1 | No | 19800 | 19800
|  | Contractor Profit |  | 0.13615 |  |  |  | 2695.77
|  | Rate Per Rmt | [5 empty] | 22496
59 | ELEC-13.1.4 | Supply, Installation, Testing and Commissioning of stand for microphone etc., complete with connections. | Each | 1 | 1 | No | 1980 | 1980
|  | Contractor Profit |  | 0.13615 |  |  |  | 269.577
|  | Rate Per Rmt | [5 empty] | 2250
60 | ELEC-13.1.9 | Supply, Installation, Testing and Commissioning of 1.0 Sq mm speaker cable etc., complete with connections | One Rm | 1 | 1 | Rmt | 55 | 55
|  | Contractor Profit |  | 0.13615 |  |  |  | 7.4882
|  | Rate Per Rmt | [5 empty] | 62
61 | ELEC-13.1.5 | Supply, Installation, Testing and Commissioning of Table stand for microphone etc., complete with connections. | each | 1 | 1 | Nos | 1320 | 1320
|  | Contractor Profit |  | 0.13615 |  |  |  | 179.718
|  | Rate Per Each | [5 empty] | 1500
62 | ELEC-10.7.16 | Supply, Transportation, laying, testing & commissioning following of 'B' class heavy duty MS pipe conforming to IS 3589/IS 1239 including Welding, fittings like elbows, tees, flanges, tapers, nuts bolts, gaskets etc. and fixing the pipe on the wall/ceiling with suitable clamp/support frame and painting with two or more coats of synthetic enamel paint of required shade complete as required Makes : Jindal / Hissar / Tata pipes
|  | 150 mm dia | each | 1 | 1 | Nos | 2346 | 2346
|  | Contractor Profit |  | 0.13615 |  |  |  | 319.4079
|  | Rate Per Each | [5 empty] | 2665
|  | 100 mm dia | each | 1 | 1 | Nos | 1586 | 1586
|  | Contractor Profit |  | 0.13615 |  |  |  | 215.9339
|  | Rate Per Each | [5 empty] | 1802
|  | 80 mm dia | each | 1 | 1 | Nos | 1164 | 1164
|  | Contractor Profit |  | 0.13615 |  |  |  | 158.4786
|  | Rate Per Each | [5 empty] | 1322
|  | 65 mm dia | each | 1 | 1 | Nos | 910 | 910
|  | Contractor Profit |  | 0.13615 |  |  |  | 123.8965
|  | Rate Per Each | [5 empty] | 1034
|  | 50 mm dia | each | 1 | 1 | Nos | 716 | 716
|  | Contractor Profit |  | 0.13615 |  |  |  | 97.4834
|  | Rate Per Each | [5 empty] | 813
|  | 40 mm dia | each | 1 | 1 | Nos | 496 | 496
|  | Contractor Profit |  | 0.13615 |  |  |  | 67.5304
|  | Rate Per Each | [5 empty] | 564
|  | 32 mm dia | each | 1 | 1 | Nos | 448 | 448
|  | Contractor Profit |  | 0.13615 |  |  |  | 60.9952
|  | Rate Per Each | [5 empty] | 509
|  | 25 mm dia | each | 1 | 1 | Nos | 365 | 365
|  | Contractor Profit |  | 0.13615 |  |  |  | 49.6947
|  | Rate Per Each | [5 empty] | 415
63 | ELEC-10.7.32 | Supply, fixing, testing and commissioning of 15mm size quartzoid bulb type sprinklers of rating 68ºC. pendent / side wall with required accessories. Makes: SAFEX / HD / TYCO / VIKING / NEWAGE / SHARP ( ELEC-10.7.32 )
|  | Sprinkler | each | 1 | 1 | Nos | 504 | 504
|  | Contractor Profit |  | 0.13615 |  |  |  | 68.6196
|  | Rate Per Each | [5 empty] | 573
64 | ELEC-10.7.34 | Supply, installation, testing & commissioning of sprinkler 1.5 Mtrs flexible pipe (UL Listed) of stainless steel complete with 15 NPT on reducer thread with maximum working pressure of 175 PSI test pressure of 875 PSI (Burst) with branch line (Inlet) 25mm NPT male thread to sprinkler head (Outlet) 15mm NPT female thread with reducer, nipple, 2 side brackets, center bracket, stockbar of following sizes complete as required. Makes: SAFEX / HD / TYCO / VIKING / NEWAGE / SHARP | EACH | 1 | 1 | Nos | 1124 | 1124
|  | Contractor Profit |  | 0.13615 |  |  |  | 153.0326
|  | Rate Per Each | [5 empty] | 1277
65 | ELEC-10.7.47 | Supply, installation, testing & commissioning of electric release trim assembly for deluge wall with two way solelnoid valve, weather proof operation on 24 volts DC supply complete as required. | each | 1 | 1 | Nos | 6600 | 6600
|  | Contractor Profit |  | 0.13615 |  |  |  | 898.59
|  | Rate Per Each | [5 empty] | 7499
62 |  | Supply, installation, testing and commissioning of External Yard Hydrants comprising of the following:
| a) | Supplying and fixing single headed Internal hydrant valve with instantaneous Gun metal couplings of 63mm dia with Cast iron wheel ISI marked conforming to IS 5290 (Type -A) with blank Gun Metal cap and chain as required. Make: Mini Max / Safex / Newage / Winco / Padmini. | each | 1 | 1 | Nos | 8030 | 8030
| b) | Supplying and fixing 63mm dia, 15 mtr long RRL Hose Pipe with 63mm dia Male and Female Gun metal / SS couplings duly binded with GI wire, rivets etc conforming to IS 636 (Type -A) as required. Make: Mini Max / Safex / Newage / Winco / Padmini. | each | 1 | 1 | Nos | 5630 | 5630
| c) | Supply and fixing 63mm dia Gun metal branch pipe with 20mm (Nominal internal diameter) size Gun metal / SS nozzle conforming to IS 903, suitable for instantaneous connection to interconnect hose pipe coupling as required | each | 1 | 1 | Nos | 2420 | 2420
| d) | Hose Cabinet of size 750mm X 600mm x 250mm made of No 16 gauge SWG CRCA sheet with 6mm thick glazed glass door including necessary locking arrangement | each | 1 | 1 | Nos | 5130 | 5130
| e) | 80 mm dia. GIDF stand pipe (1 mtr. below ground + 1 mtr. above ground | each | 2 | 1 | Nos | 1164 | 2328
| f) | Supplying and wrapping the anticorrosive material for buried pipes with coating of Primer and wrapping with 4 mm thick polymer corrosion resistant tape as per IS : 10221 with 15 mm overlap as per specificatios. 80mm nominal dia (C | each | 2 | 1 | Nos | 308 | 616
|  | Sub Total | [5 empty] | 24154
|  | Contractor Profit |  | 0.13615 |  |  |  | 3288.5671
|  | Rate Per Each | [5 empty] | 27443
63 |  | SLUICE VALVE
| ELEC-10.7.49 | Supply, fixing, testing & commissioning of double flanged sluice valve of rating PN 1.6 with non rising spindle, bronze/gun metal seat, ISI marked complete with nuts, bolts, washers, gaskets and conforming to IS 780 of following sizes as required :100 mm dia | Each | 1 | 1 | Each | 14300 | 14300
|  |  |  | 0.13615 |  |  |  | 1946.945
16247
|  | 150 mm Dia | Each | 1 | 1 | Each | 19800 | 19800
|  |  |  | 0.13615 |  |  |  | 2695.77
22496
64 |  | ORIFICE PLATE
| ELEC-10.7.50 | Supplyand fixing orifice plate made out of 6mm thick stainless steel (Grade 304) with orifice of required size to be fitted between flange & landing valve of external and internal hydrants to reduce pressure at the outlet to the level of 3.5 kg/cm2 complete as required. | Each | 1 | 1 | Each | 11000 | 11000
|  |  |  | 0.13615 |  |  |  | 1497.65
12498

## STP
183 | SEWERAGE TREATMENT PLANT
S. No | Description | Details | Unit | Rate | amount
A | Size | 300 mm x 300 mm
B | MOC | MSEP
C | Angle of Inclination | 45 0
D | Clear Spacing between bars | 10 mm
E | Make | RYALI
F | Quantity | 1 No.
2 | PARABOLIC SCREEN
A | Make | Ryali
B | Flow | 0.5-1Cum/hr
C | Holes opening | 2mm
D | MOC | SS
3 | ANOXIC TANK - AGITATOR
A | Make | Reputed
B | MOC | CI/SS
C | Power supply | 0.5HP
D | Quantity | 1 No
4 | GREASE TRAP
A | Quantity | 1 No
B | MOC of the housing | SS 304
C | Make | Ryali / eqv
5 | RAW SEWAGE TRANSFER PUMPS
A | Make | Xylem/CRI
B | Type | Submersible
C | Discharge in Cu.m/Hr | 1 Cum/Hr
D | Discharge Pressure | 0.8 - 1.0 Kg/cm2
E | Total Head in Meter | 8- 10meters
F | Rating in kW / HP | 0.75KW/0.5HP
G | Quantity | 2 Nos {1W+1S}
H | MOC
I | Casing | SS/CI
J | Phase | 3 Phase
6.AIR BLOWERS
1 | Make | Everest/A1
2 | Quantity | 2 Nos(1W+1S)
3 | Type | Twin Lobe Compressor Type
4 | Capacity | 15 m3/Hr
5 | Water Column | 4 MWC
6 | Pressure | 0.4 kg/cm2
7 | MOC of Blower | CI
8 | Drive | Belt Driven Type
9 | Accessories | Base frames, Air filter for suction line and silencer for discharge, safely valve & pr. Gauge, V belt, V belt guard
10 | MOTOR
11 | Rating | 1 HP
12 | Power Supply | 3 Phase
13 | Make | ABB / Kirloskar
7.FINE BUBBLE DIFFUSERS
1 | Make | Tecpro/Eq
2 | Type | Tubular type
3 | Size | 90 mm Día x 1000 mm Long
4 | MOC | EPDM
5 | Quantity | 1 Lot for Aeration tanks
8.COARSE BUBBLE DIFFUSERS
1 | Make | Tecpro/Eq
2 | Type | Disc type
3 | Size | 80 mm Día
4 | Quantity | 1 No. for sludge holding tank
9.BACK WASH PUMPS
1 | Make | Kirloskar / Xylem
2 | Type | Monoblock / Self Priming
3 | Discharge in Cu.m/Hr | 1-2 Cum/hr
4 | Discharge Pressure | 0.5 Kg/cm2
5 | Total Head in Meter | 5 meters
6 | Rating in HP/Kw | 0.5HP/0.35Kw
7 | Quantity | 2 Nos
8 | Material of Construction
| Casing | CI
| Impeller | CI
| Phase | 3 Phase
10.MBR PERMEATE PUMPS
1 | Make | Kirloskar / Xylem
2 | Type | Monoblock / Self Priming
3 | Discharge in Culm/Hr. | 0.4-0.35 Cum/hr.
4 | Discharge Pressure | 1.0 Kg/cm2
5 | Total Head in Meter | 10 meters
6 | Rating in HP/kW | 0.5HP/0.35KW
7 | Quantity | 2 No's {1W+1S}
8 | Material of Construction
| Casing | SS/CI
| Impeller | SS/CI
| Phase | 3 Phase
11.MBR MODULES
1 | Make | Dupont Memcor / Eq
2 | Quantity | 1Nos
3 | Total membrane area | 40 Sqmtrs
12.SLUDGE RECYCLE PUMPS
1 | Make | Kirloskar/Eq
2 | Type | Self-priming
3 | Discharge in Culm/Hr. | 2 Cum/hr.
4 | Discharge Pressure | 1.0 Kg/cm2
5 | Total Head in Meter | 10 meters
6 | Rating in HP/kW | 0.5HP/0.35KW
7 | Quantity | 2 No's {1W+1S}
8 | Material of Construction
| Casing | CI
| Impeller | CI
13.PIPING & VALVES
All interconnecting piping within plant room
MS Piping : for Air line
UPVC Piping / Valves : Finolex / Supreme
Valves : Intervalve/eqv | 1 | Lot
14.ELECTRICAL
| Electrical Panel | Non/Compartmentalized PLC Based control Panel
Make: Trivolt/Eq
| Make of components: Schneider/L& T | 1 No.
| Cable & Cable Trays | Cables Make : Polycab/Eq
| Cable Tray : GI Perforated | 1Lot.
| Ammeter | Make: Schneider/L&T |  | 1 No.
| Voltmeter | Make: Schneider/L&T |  | 1 No.
| KW meter | Make: Schneider/L&T |  | 1 No.
Instruments
1 | Pressure Transmitter | 1 No |  | Danfos/Eq
3 | Flow Meters | 2 Nos. |  | Electromagnetic Type
4 | Level Switch / Transmitter | 1 No |  | Reputed
SLUDGE DEWATERING SYSTEM
1 | Bag filter feed Pump
| Flow | 1-2 Cum/hr
| Pressure | 1.0 Kg/Sqcm
| Type | Self-priming
| Make | Kirloskar/Eq
| Motor Rating | 0.5 HP
| Quantity | 1 No
2 | Bag Filter
| Make | Auric/Eq
| MOC | CS
| Accessories | Twist Wire, Bags & Other Accessories
| Quantity | 1 Set
3 | Poly Dosing system
Pump
| Range | 0-10 lph
| Make | E-Dose/Eq
Dosing tank
| Capacity | 100Ltrs
| MOC | HDPE
| Quantity | 1 Set
SUB TOTAL

## PUMPS
PUMPS
184 | Supply and fixing, testing and commissioning of Domestic Pumps including all incidental and operational charges etc, as per approved drawings and as directed by Engineer-in-charge complete for finished item of work.(1 Working +1 Stand by) | 2 | 0
Capacity of Pump: 2.00Cu.m/Hr @ 25m Head
Type of Pump: Horizontal Centrifugal
Impeller Type: Closed
MOC of Casing: CI
MOC of Impeller: CI
Make: Grundfos
185 | Supply and fixing, testing and commissioning of Domestic Pumps for Hydro-nuematic system , 100 LPM HDPE Tank , Panel it including all incidental and operational charges etc, as per approved drawings and as directed by Engineer-in-charge complete for finished item of work.(1 Working +1 Stand by) | 2 | 0
Capacity of Pump: 3.00Cu.m/Hr @25m Head
Type of Pump: Horizontal Centrifugal
Impeller Type: Closed
MOC of Casing: CI
MOC of Impeller: CI
Make:Grundfos
186 | Supply and fixing, testing and commissioning of flush water Pumps for Hydro-nuematic system 100 LPM HDPE Tank , Panel it including all incidental and operational charges etc, as per approved drawings and as directed by Engineer-in-charge complete for finished item of work.(1 Working +1 Stand by) | 2 | 0
Capacity of Pump: 2.00Cu.m/Hr @ 25m Head
Type of Pump: Horizontal Centrifugal
Impeller Type: Closed
MOC of Casing: CI
MOC of Impeller: CI
Make: Grundfos
| SUB TOTAL |  | 0

## IBMS
187 | Provision for Integrated Building Management System(IBMS) | Unit | Rate | Amount
Water Conservation
• Central Shut-off Valve
• Moisture sensors in all landscape areas and Green Walls
• Time based controller for irrigation to reduce evaporation losses
• Pressure regulating devices to maintain optimal pressure throughout the
building
• Water supply through hydro-pneumatic pumps from underground sump
• Rainwater capture and re-use monitoring system: Building has a
rainwater sump of capacity
• STP – Treated water re-use monitoring system
• Fresh water consumption monitoring for both HMWSSB supplied water
and Borewell supplied water
Project Scope 10
Energy Conservation
• Occupancy and Daylight Sensors in all office/ regularly occupied spaces
with timers
• Air-conditioning monitoring system with automatic switch-off to ensure
energy conservation
• Energy generated from Solar panels at terrace and façade systems
• Energy generated from wind turbines at terrace level
• Elevator management system
• Fresh air monitoring system
• CO2 control and monitoring system
• Automatic exhaust in toilets and vented spaces.
Facade Automation
• Control of Fins based on Lux levels
• Integrate with internal lighting systems
Other Items
• Other elements such as innovative switches/ MCBs/ ELCBs/ app-based
control systems and console(s)
• Single Web / Mobile based app to track and monitor
Air Quality Monitoring – Monitor various air quality parameters and trigger actions like CO2 levels in parking.
• Visitor Management System - Could be used to manage visitors
• Booking Management System - To book common facilities like Meeting Rooms, Main Hall etc.
• Access Control System - This could be a touchless access control where in access control can happen through the
mobile app
• Peripheral Security System - Use AI cameras to monitor the premises where event based alerts are generated
and monitored.
• Property and Facility Management System - Enable Preventive and Predictive maintenance of the
assets in the premises.
• 3D Digital Twin based Model – 3D Digital Twin model of the building derived from the BIM model.
SUB TOTAL